## 1. Upload Worksht
Request Date: | [21 empty] | Spreadsheet Rev. |  | 1.6
Facility: | [7 empty] | Requester Name | [13 empty] | Spreadsheet Rev. Date |  | 2023-05-11
Signature Sheet Required: | [7 empty] | Preparer Name | [9 empty] | Note: If you must print, 11 x 17 landscape is best
Numb. of Changes |  | 0 | [5 empty] | Verifier Name
Comments:
Notes: | Highlight all changes |  |  | All cells are required if applicable. Click on headers for description of each column. | [9 empty] | *Asterisked parameters: Owner required for pressure safety; O2 monitors require System Owner, Owner (Group), Custodian, Custodian Div, and Custodian ALD.
|  | Location Information | [5 empty] | Safety Information | [5 empty] | Equipment / Component Identification Information | [12 empty] | Additional Information (Parameters)*
[12 empty] | PEG (PSID)* |  |  |  | Equipment |  |  | Component
Entry Type | Equip Status | Facility | Unit | Area (Optional) | Room Number | Location Desc. | Prop. Group | Seismic Cat. | Management Level | Safety Class | Crit Safety | PEG Type | PEG Group ID / PSID# | Op. System ID | System | Equip. Type | Equip. Sub-Type | Equip. ID | Comp. Type | Comp. Sub-Type | Comp. ID | Equip./ Comp. Tag | Alt Tag | Equip./ Comp. Name | PM Required | Maintenance Program | Owner* | System Owner* | Capacity / Pressure / Temperature* | MFG | Model | Part#/S/N | Vendor | Install Date | Ref. Doc. | Owner (Group)* | Custodian* | Custodian Div* | Custodian ALD*

## 2. Field Req'ts
Worksheet Instructions
Fill out Upload Worksheet (tab 1) to the best of your ability. Not all fields are required; however, it is recommended that all fields be filled if known. Additional information for each column can be found in the CMMS Field Dictionary. | [6 empty] | CMMS Screenshots (total of five spanning rows 4-67)
| COLUMN | COLUMN DESCRIPTION / DEFINITION | INPUT | INPUT / OPTION DESCRIPTION | CMMS Panel
Entry Type | Entry Type | Entry Type Tells database administrator what is happening in the row | New | Select when adding a new item to the MEL. | N/A Reference Only
|  |  | Change | Select when making a change to an existing item in the MEL. Row does not automatically color text. Text in BLACK is existing information, text in GREEN is information needing changed
Status | Status | (Equipment) Status Equipment status as selected from drop down options. Last 3 choices cannot be tied to work order. The associated 8-character field captures the date of last status change. | Design | New equipment, not fully operational | D030
|  |  | Active | Equipment is available for service
|  |  | Inactive | Equipment waiting to be removed (equipment that is not in use)
|  |  | Retired | Inoperable equipment, waiting to be removed
|  |  | Removed | Equipment Removed (record remains in CMMS for history)
|  |  | Deleted | Used when a new item entry is made by mistake
Location Information | Facility | Facility ID of the Facility Operations Directorate as assigned by Maintenance and Site Services (MSS) e.g., F01, F02, etc. This ID is not part of the SSC’s technical baseline and should not appear on such documents or labels. FOD boundaries and thus structure ownership can change over time. | F01 | PF (TA-55 except RLUOB); FOD Assignment: TA55-DO | D030
|  |  | F02 | CMR; FOD Assignment: TA55-DO
|  |  | F03 | Weapons Facilities Operations (WFO); FOD Assignment: WFO-DO
|  |  | F04 | Los Alamos Neutron Science Center (LANSCE); FOD Assignment: LFO-DO
|  |  | F05 | F05 has been deactivated and transferred to F10
|  |  | F06 | Science and Technology Operations (STO); FOD Assignment: STO-DO
|  |  | F07 | Institutional Facilities (IF); FOD Assignment: IF-DO
|  |  | F08 | Utilities (UI); FOD Assignment: UI-DO
|  |  | F09 | TA-21, currently managed by N3B; FOD Assignment: N/A
|  |  | F10 | Chemistry & Waste (RLUOB, RLWTF, TWF, TLW, LLW, WCCRF, RANT, etc.); FOD Assignment: TA55-DO |  |  | Shot 1: TIM D030 “Equipment/Component Header” Screen showing Field Layout and Character Lengths (CMMS AS9)
| Unit | Unit Technical Area and Building number joined together (concatenated) to form a six number field. Example: Enter TA-16, Building 205 as 160205. Utilities and other items not associated with a building typically use 0000 for the building number or use FD0000 for the string (e.g., valves in roadway/lawns/mobile equip). If no single TA use 990000. | User Defined (6 Character Limit) | Enter 6 numbers corresponding to TA# and BLDG# (no dash between). This is used in CMMS but is normally omitted from each component’s identification in design documents and facility procedures if the TA and Building are identified on the document (e.g., title block of drawing, header or title of procedure). A complete TA listing is provided as a tab in this workbook. | D030
| Room Number | Room Number (formerly Division) Usually the room number where the item is located (example: 101), but could be corridor, wing, outside (OUT), basement room (e.g., B0003). For mobile equipment, use ALL. Room is the screen label but Division is currently the actual field title in the CMMS and will appear on reports and work orders until updated. | User Defined (20 Character Limit) | Enter room where item is located | D030, D031
| Area (Optional) | Area (Optional Field) Part of the hierarchy but optional; use if needed. TA55 may use for associated glovebox in the future. Most existing data is better captured elsewhere. Examples: BANDELIE, LACEFGEN, VAULT. | User Defined (8 Character Limit) | Optional Field. Enter Area to further describe location if needed. | D030
| Location Desc. | Location Description Describe the location of item. More detail than Room Number, e.g. behind fire pump. Note: Brief location information can also be integrated into the Equipment Number field if desired, see Section 200. | User Defined (65 Character Limit) | Input description of where the item is located. Should not be same as Room Number.
| Prop. Group | Property Group Choose P (Programmatic), R (Real Property), or U (Utilities). P is for equipment that directly supports a programmatic/scientific mission. R is for structures and equipment that supports facilities. U is for equipment and infrastructure maintained by Utilities. Note: Group listed in 210 list is not binding; chose based on above and/or which org does maintenance. | P | Programmatic Equipment - Equipment that directly supports a programmatic/scientific mission, | D030
|  |  | R | Real Property - Structures and equipment that support facilities. |  |  | Shot 2: TIM D030 “Equipment/Component Header” Screen showing Field Usage Examples
|  |  | U | Utilities - Equipment and infrastructure maintained by Utilities.
Safety Information | Seismic Cat. | Seismic Category Historically, this was the performance category of the item, e.g., PC-1, PC-2, PC-3 (legacy terminology). For new equipment or new determinations, enter the IBC 1604.5 RC designation (I–IV as Arabic; e.g., RC2) or, for HC 1–3 nuclear facilities, enter the NPH NDC category (1–3) with limit state (A–D), thus e.g., N1A, N1B, N2B. See STD-342-100, Engineering Standards Manual, Chapter 5 (Section I regarding crosswalks) for discussion; if the seismic category is unknown, consult with a structural engineer. | RC1 | RC seismic category as defined by IBC1604.5 | D031
RC2
RC3
RC4
|  |  | N1A | For HC 1-3 nuclear facilities, enter the NPH NDC category 1-3 with limit state A-D (N1A, N2C, etc.).
N1B
N1C
N1D
N2A
N2B
N2C
N2D
N3A
N3B
N3C
N3D
| Management Level | ML (Management Level, formerly Class) The management level: ML1, ML2, ML3, or ML4. “TBD–Requires Engr. Review” is also a choice, only use where absolutely necessary. The ML must be based on management level determination performed per AP-341-502, Management Level Determination. NOTE: ML is the screen label but Class is the actual field title in the CMMS and will appear on reports and work orders until updated. | ML1 | Select Management Level. Must be based upon a management level determination performed per AP-341-502. | D030, D031
ML2
ML3
ML4
|  |  | TBD | Requires Engineering Review, Use only use when necessary
| Safety Class | Safety Classification The safety functional classification (relates to ML). Use SAF if SSC was determined to be ML-3 based on nuclear or rad safety; per AP-341-502: 1. Is the SSC Active AND identified as an Other Hazard Control (OHC) or defense-in-depth (DID) control in the Hazards Analysis (HA) tables of a Safety Basis Document? 2. Is the SSC Passive AND identified as an OHC or DID control in the HA tables of a Safety Basis document for providing a barrier between the facility worker and the hazard (e.g., radioactive material, chemical exposure)? 3. For a Less than Hazard Category 3 (<HC-3) nuclear facility or accelerator facility, can the failure of the SSC result in a Radiological release? Use MS for all other ML-3. | SC | Safety Class - When ML1 System | D031
|  |  | SS | Safety Significant - When ML2 System
|  |  | SAF | Safety - For Nuclear/Radiation Safety when ML3
|  |  | MS | Mission Support - For mission support and other ML-3 drivers
|  |  | GS | General Service - When ML4 System
| Crit Safety | Criticality Safety Eng Control Y (Yes), if the Criticality Safety Evaluation designates as controlled; otherwise N (No). NOTE: Critical Safety Eng Control is the screen label but Critical-Equipment is the actual field title in the CMMS and may appear on reports and work orders until updated. | Y | Yes - when the Criticality Safety Evaluation designates as controlled | D031 |  | Shot 3: TIM D031 “Additional Details” Screen
|  |  | N | No
| PEG Type | PEG Type (Property Equipment Group Type) PEG allows one to associate multiple equipment items, even if they are in different Systems. “EQUIP_GROUP_ID” is the same as “PEG ID”, just different forms. | ENG | Engineering Equipment | D030
|  |  | PSS | Pressure Safety System
|  |  | VSS | Vital Safety System
| PEG Group ID | PEG Group ID (Property Equipment Group, Group ID) PEG Group ID allows the unique identification that for associating of equipment items. This is typically where the pressure safety ID number will appear preceded by "P0" (e.g. P0[PSID]). Example: PSS in the PEG Type field and P00065 in the PEG Group ID field. “EQUIP_GROUP_TYPE” is the same as “PEG Type”, just different forms. | User Defined (20 Character Limit) | Enter the VSS group or PSID number as applicable (Precede PSID with "P0", for example P04321 for PSID 4321). | D030
Equipment / Component Identification Information | Op. System ID | Operating System ID A grouping of related Systems. The Opsys is the higher-level system in the 2-level system hierarchy (System ID being the other) [Ex: HVACR-HVAC-FE, where HVACR would be the Opsys.] | Drop Down Menu | Choose acronym from Section 210 tab listing in this workbook. Do not create new ones; contact POC for help. For new buildings, also follow ESM Ch. 1 Section 220 on setting system boundaries. | D030
| System | System The system identification acronym. Systems are defined as a group of elements (subsystems, equipment, and/or components) with physical or notional interconnection and collective purpose. This is the second level within the 2-level OpSys/System hierarchy [Ex: HVACR-HVAC-FE, where HVAC would be the system-level.] Note: Field tags may use System alone (preferred) or OpSys and System. | Drop Down Menu | Choose acronym from Section 210 tab listing in this workbook. Do not create new ones; contact POC for help. For new buildings, also follow ESM Ch. 1 Section 220 on setting system boundaries. | D030
| Equipment Type | Equipment Type (CMMS: Equipment) A more general category of equipment. Acronym from Section 230. Equipment Type is the higher–level category of the 2-level approach (Subtype being the lower level). Type examples: VALVE, PUMP. Types are qualified by Facility, meaning MSS-WC must add Types needed to drop-downs based on request. | Drop Down Menu | Choose acronym from Section 230 tab listing in this workbook. Do not create new ones; contact POC for help. | D030 |  | Shot 4: TIM D071 “Equipment/Component/UTC Parameters” Screen
| Equipment Sub-Type | Equipment Sub-Type Equipment Sub-Type (ST) is the lower–level category of the 2-level approach (ST being the lower level). Examples: check valve=CV, vacuum pump=PV. Acronym from Section 230. STs are qualified by Type, meaning only those STs associated with the Type will be in the drop-down. | Drop Down Menu | Choose acronym from Section 230 tab listing in this workbook. Do not create new ones; contact POC for help. The only time ST is not used here is when a component is being added to an item; in that case, the component ST is entered and the “parent” item’s is not (see Shot 5 to right) | D030
| Equipment ID | Equipment ID (or Number). This is an alphanumeric code that ensures a unique identification string for each item (equipment or component), normally a concatenation of Sub-Type and a unique sequence number, usually with a hyphen between. It is captured in the right-hand (unlabeled) CMMS Equipment or Component field. (Ex. FE-001). | User Defined (15 Character Limit) | Input alphanumeric code that ensures unique identification of the equipment. Typically a combination of the Equipment Sub-Type and a unique number separated by a dash (e.g. CA-003). See Section 200 App A for details on sequence number selection and ID examples. | D030
| Comp. Type | Component Type (CMMS: Component) Components of equipment should be added to the associated Equipment when information on them warrants capture, including when they need separate PMs/history or have a lower ML level. An example would be a PRV on a compressor. | Drop Down Menu | Choose acronym from Section 230 tab listing in this workbook (the acronyms are same as those for Equip Type) Do not create new ones; contact POC for help. See Section 200 itself for more discussion on components. | D030
| Comp. Sub-Type | Component Sub-Type Choose the Component Subtype acronym from Section 230. | Drop Down Menu | Choose acronym from Section 230 tab listing in this workbook. Do not create new ones; contact POC for help. | D030 | Shot 5: TIM D0030, If/when entering components, Eq. Type is not used (so data not wanted in uplaod worksheet row for components).
| Comp. ID | Component ID (or Number) A concatenation of Component Sub-Type and a sequence number in a similar manner to the Equipment Number. (Example: MO-001, which is the motor of exhaust fan number 1). Refer to Section 200. | User Defined (15 Character Limit) | Input alphanumeric code that ensures unique identification of the component. Typically a combination of the Component Sub-Type and a unique number separated by a dash (e.g. PRV-003). | D030
| Equip./ Comp. Tag | Equipment / Component Tag Exactly what is shown on the item’s field label, if present (a few items cannot be practically labeled). It is imperative that they match because MEL realignment circa 2019-22 caused some MEL data to change while field labels stayed the same; if the tag field and tag itself match sufficiently then configuration management is maintained. | User Defined (30 Character Limit) | Input exactly what is shown on the equipment/components field label. For new equipment, field labeling criteria is defined in Section 200. | D030
| Alt Tag | Alternate Equip./Comp. Tag If an item has multiple tags, this is for the alternate tag name. Enter exactly what is shown on the item’s field label, if present (a few items cannot be practically labeled). It is imperative that they match because MEL realignment circa 2019-22 caused some MEL data to change while field labels stayed the same; if the tag field and tag itself match sufficiently then configuration management is maintained. | User Defined (30 Character Limit) | Input exactly what is shown on any secondary equipment/components field label (like a PSID). For new equipment, field labeling criteria is defined in Section 200. | D030
| Equip./ Comp. Name | (Equipment / Component) Name Enter descriptive data for identifying equipment/component. | User Defined (65 character Limit) | Enter descriptive data for identifying the equipment/component. | D030
Maintenance Information | PM Required | Preventative Maintenance Indicates whether the item is expected to be placed on a preventative maintenance list. | Yes | PM is required | N/A Reference Only
|  |  | No | PM is not Required
| Maintenance Program | Maintenance Program Code There are 9; choose all that apply; only the first 5 print on work package. B= Builder Managed Equipment (MP code 1 is saved for MSS use for Builder); codes 2-5 can be: C=Crane Inspection and the rest shown to the right. | B | Builder Managed Equipment | D031
|  |  | C | Crane Inspection
|  |  | E | Elevator Inspection
|  |  | G | Above Ground Storage Tank
|  |  | H | Heat Generating Device
|  |  | I | Lightning Protection Inspection
|  |  | L | Life Safety Inspection
|  |  | R | Relief Devices Inspection
|  |  | V | Pressure Vessel Inspection
Reference Information (Parameters) | Owner | Owner (Group) Owner of the item. Available directly and on the Generic parameter template. Required for pressure safety systems and oxygen monitors; see P101-34 and P101-41 respectively | User Defined (20 Character Limit) | Input the group or organization who owns the equipment, corresponding to the System Owner, so normally a Group designation (e.g., C-NR) but can be the Division designation (e.g., B DIVISION) when System Owner is in the Division Office. | D071
| System Owner | Required for pressure safety systems and oxygen monitors. Guidance: For pressure safety, use of all relevant parameters on the templates for pressure regulating valves, pressure vessels, and pressure safety valves is encouraged (see CMMS Parameters Workbook attached to Section 200) | User Defined (20 Character Limit) | Manager responsible for system operability. When programmatic-owned, no lower than a Group Leader. When facility owned, the FOD. Syntax is 6-digit Z number, space, first initial, space, last name (e.g., 214458 P RICE). | D071
| Custodian | Note: Required for room oxygen monitors. Note: For O2 mons, inclusion of Room is recommended in ID string, thus ID = System-Room-Equipment Subtype-Number, e.g., O2R-RM50-OIA-1) | User Defined (20 Character Limit) | Person to whom the System Owner has delegated day-to-day responsibility for system operability including ensuring maintenance and calibration is performed. When programmatic, typically a team leader level but may be the Principal Investigator. When a facility system, typically the FOD but may be team leader level in Operations. Syntax is 6-digit Z number, space, first initial, space, last name (e.g., 214458 P RICE). | D071
| Owner (Group) | Note: Required for room oxygen monitors. | User Defined (20 Character Limit) | The group to which the Owner (system owner) belongs | D071
| Custodian Div | Note: Required for room oxygen monitors. | User Defined (20 Character Limit) | The Division to which the Custodian belongs. | D071
| Custodian ALD | Note: Required for room oxygen monitors. | User Defined (20 Character Limit) | The ALD (Assoc Lab Director org) to which the Custodian belongs. | D071
| Capacity / Pressure / Temperature | Capacity / Pressure / Temperature A parameter important to criticality safety, pressure safety, other matters. | User Defined (20 Character Limit) | Input Equipment or Component Capacity / Pressure / Temperature. This field is typically used to document pressure safety information, however it can also be used to for other types of equipment as well. | D071
| MFG | Manufacturer The name of the item manufacturer. | User Defined (20 Character Limit) | Input Equipment / component manufacturer | D071
| Model | Model The item model number. | User Defined (20 Character Limit) | Input Equipment / component model number | D071
| Part#/S/N | Part Number / Serial Number The part number of the item. | User Defined (20 Character Limit) | Input Equipment / component Part Number / Serial Number | D071
| Vendor | Vendor The name of the item vendor | User Defined (20 Character Limit) | Input Equipment / component vendor. | D071
| Install Date | Install Date Date of installation. | User Defined (20 Character Limit) | Input date when equipment / component was installed. | D071
| Ref. Doc. | Reference Documentation Reference documents, e.g., drawing, procedures, SDD, etc. | User Defined (20 Character Limit) | Input reference to applicable documents. | D071
ADDITIONAL ITEMS ADD COLUMNS TO WORKSHEET AS NEEDED.
Additional Items - Add Columns to Worksheet as Needed | Location | Location (Region, ID, Seq’ce) Not used at LANL, but for commercial transmission & distribution utilities and customer tracking. | User Defined (3 + 8 + 6 Character Limit) |  | D030, D550
| Eq-Comp Alt-Tag | Equipment/Component Alternate Tag A place to capture previous label information, what’s on a second label, or the pressure safety ID (PSID; in addition to PEG field above). For existing CMMS items whose ID string data was affected by the circa 2019-20 realignment, the new (realigned) IDS should be entered here. | User Defined (30 Character Limit) |  | D030
| Equipment Name (Additional Name) | Equipment Name (Additional Name) Normally unused but available to capture additional item information not appropriate for elsewhere. | User Defined (65 Character Limit) |  | D030
| Client ID | Client ID Not used at LANL, may be associated with Location (Region-ID-Sequence) above. | User Defined (12 + 20 Character Limit) |  | D030
| Operating Status | Operating Status Automatically populated by CMMS based on status chose above | Automatically Generated / User Defined (20 + ~8 + ~6 Character Limit) |  | D030
| Q Level | Quality Level May be used for quality risk level (QRL) per IQPA-IQ-FSD-011, Quality Risk Level Determination for Procurements, designation (e.g., 1, 2, or 3). | User Defined (1 Character Limit) |  | D034, D071
| Uniquely Tracked Commodity (UTC) | Uniquely Tracked Commodity (UTC) This is a CMMS feature used little/none at LANL, though useful for items that move location but need history (e.g., of calibration or use) such as relief valves, motors, etc. In addition to allowing definition of functional slots (component location identifiers) as equipment and component items, Work Management supports the tracking of serial numbered pieces of equipment by providing the UTC. Maintenance history can be tracked by slot as well as by a serialized piece of equipment (UTC). A bill of material may be developed to identify the parts required for either a UTC or an equipment/component for which a manufacturer and model number have been identified. | User Defined |  | D034, D071
| Key Operating Parameters | Key Operating Parameters The key operating parameters of the item, e.g., vibration, temperature, pressure, level, voltage, etc. Enter normal readings and high/low alarm trigger points, as applicable. | User Defined (20 Character Limit) |  | D071
| Pressure System ID (PSID) | Pressure System ID (PSID) The Pressure System ID, e.g., P01234 or P0123. This can be in addition to the primary place, the Property Equipment Group ID. | User Defined (20 Character Limit) |  | D071
| Property Number | Property Number Assigned property number if present. | User Defined (20 Character Limit) |  | D071
| Serial Number | Serial Number The serial number of the item | User Defined (20 Character Limit) |  | D071
| Setpoint | Setpoint The set point of the pressure relief or other device | User Defined (20 Character Limit) |  | D071

## 3. Examples
Request Date: |  | 6/01/2021
Facility: |  | MULTI | [5 empty] | Requester Name: |  |  | RYAN KEYSER
Signature Sheet Required: |  | No | [5 empty] | Preparer Name: |  |  | RYAN KEYSER
Numb. of Changes |  | 17 | [5 empty] | Verifier Name: |  |  | ALAN YAEGER
Comments: |  | This sheet contains several examples. Each example is described in the grey (merged) box immediately preceding the MEL Update entry(s).
Note: All cells are required if applicable. Click on headers for description of each column.
Entry Type | Item Status | Location Information | [5 empty] | Safety Information | [5 empty] | Equipment / Component Identification Information | [10 empty] | PM Required | Maintenance Program | Reference Information
|  | Facility | Unit | Area (Optional) | Room Number | Equip. / Comp. Location Desc. | Prop. Group | Seismic Cat. | Management Level | Safety Class | Crit Safety | PEG (PSID) |  | Op. System ID | System ID | Equipment |  |  | Component |  |  | Equip./ Comp. Tag | Alt Tag | Equip./ Comp. Name |  |  | Owner | Capacity / Pressure / Temperature | MFG | Model | Part#/S/N | Vendor | Install Date | Ref. Doc.
[12 empty] | PEG Type | PEG Group ID |  |  | Equip. Type | Equip. Sub-Type | Equip. ID Number | Comp. Type | Comp. Sub-Type | Comp. ID Number
EXAMPLE 1: Simple addition of an air compressor. The air compressor is along the north wall or Room 101 in TA16-0400. It is FOD owned real property. The facility is a structural RC2 facility and the management level for the Compressed Air system is ML-4 and thus a GS safety class. There is no criticality safety and the air compressor system has a pressure system ID of 9917. Only the reference information known at the time is entered and there is a typo on the manufacturer (Example 2 fills in the additional information and fixes the typo). The equipment is placed into service and is thus given a status of "Active."
New | ACTIVE | F03 | 160400 |  | 101 | NORTH WALL | R | RC2 | ML4 | GS | N | PSS | 9917 | CGS | CA | COMPR | CA | CA-001 |  |  |  | 160400-CA-CA-001 |  | AIR COMPRESSOR |  |  | WFO-DO | 23SCFM @ 125PSIG | AT LAST COP CO | GA5+ |  |  | 2021-05-20
EXAMPLE 2: Simple change to CA-001 from Example 1 by adding reference documentation to the CMMS database for the compressor and by correcting the MFG entry from the typo made in Example 1. Changes are in green text, the information in black is given to the CMMS database administrator to help them know which entry needs modified.
Changes - Highlight changes in Green |  | F03 | 160400 |  | 101 | [12 empty] | CA-001 |  |  |  | 160400-CA-CA-001 | [6 empty] | ATLAS COPCO |  |  |  |  | DCF-21-16-0400-002
EXAMPLE 3: Updating an entry's identifiable information. Often times updating an entry is as easy as simply making the change on the worksheet and changing the updated text to green as shown in Example 2. In the case where the information being updated would make it impossible to find the piece of equipment being changed, it is recommended that the method for updating follow this example. In this example, it was identified that a piece of equipment labeled as ACR-003 should actually be FCU-001. By updating the equipment subtype, equipment ID Number, and Equip Tag columns simultaneously without indicating the initial values for these, it would not provide the database administrator enough information to identify which piece of equipment in the MEL needs changed. Therefore it is recommend to indicate the change in the comment box at the top of the worksheet and enter the existing MEL data as well as what it changes to in the green highlighted cells. NOTE: this convention is not needed when its obvious which MEL entry the database administrator is to update (for example, see Example 2).
Changes - Highlight changes in Green | ACTIVE | F03 | 220091 |  | 116 | SW CORNER | R | RC2 | ML4 | GS | N |  |  | HVACR | HVAC | HVAC | ACR changes to FCU | ACR-001 Changes to FCU-001 |  |  |  | 220091-HVAC-ACR-001 Changes to 220091-HVAC-FCU-001 |  | MINISPLIT AC INDOOR |  |  | WFO-DO
EXAMPLE 4: Simple addition of a Packaged HVAC unit to TA09-0029. This packaged AHU has one air filter bank, and one supply fan to be documented in the MEL as components. Note, when adding a component, the Equipment Sub-Type needs to be blank or an error will be generated when entering the information into CMMS.
New | ACTIVE | F03 | 090029 |  | OS | EAST | R | RC2 | ML4 | GS | N |  |  | HVACR | HVAC | HVAC | HVA | HVA-001 |  |  |  | 090029-HVAC-HVA-001 |  | HVAC UNIT | Y |  | WFO-DO | 10 TON | TRANE | TZC120F4RNA |  |  | 2021-06-14 | DCF-21-09-0029-012
New | ACTIVE | F03 | 090029 |  | OS | EAST | R | RC2 | ML4 | GS | N |  |  | HVACR | HVAC | HVAC |  | HVA-001 | FILTER | FAR | FAR-001 |  |  | HVA-1 FILTER BANK, 4X 20"X25"X2" | Y |  | WFO-DO | [5 empty] | 2021-06-14 | DCF-21-09-0029-012
New | ACTIVE | F03 | 090029 |  | OS | EAST | R | RC2 | ML4 | GS | N |  |  | HVACR | HVAC | HVAC |  | HVA-001 | FAN | FS | FS-001 |  |  | HVA-1 Supply Fan | Y |  | WFO-DO | 2.75 HP |  |  |  |  | 2021-06-14 | DCF-21-09-0029-012
EXAMPLE 5: Removing and Replacing an existing facility air compressor and air receiver tank at TA16-0969. The existing equipment being removed does not have PRV(s) documented in the MEL. Note, equipment being removed is not deleted from the MEL but instead has its status changed to removed so that maintenance data is preserved. Also note, when removing equipment, not all fields are required, however adequate information needs to be provided to clearly identify which item is being removed. The New Air compressor and new separate air receiver tank both have PRVs associated with them and are being entered into the MEL. The New Pressure system ID for this equipment is 9919.
Changes - Highlight changes in Green | REMOVED | F03 | 160969 |  | 105 | [8 empty] | CGS | CA | COMPR | CA | CA-001 |  |  |  | CA-001
Changes - Highlight changes in Green | REMOVED | F03 | 160969 |  | 105 | [8 empty] | CGS | CA | TANK | TCA | TCA-001 |  |  |  | TCA-001
New | ACTIVE | F03 | 160969 |  | 105 | NORTH WALL | R | RC2 | ML4 | GS | N | PSS | 9919 | CGS | CA | COMPR | CA | CA-001 |  |  |  | 160969-CA-CA-001 |  | AIR COMPRESSOR | Y |  | WFO-DO | 23 scfm @ 125 psig | ATLAS COPCO | GA5+ | 5369592 | MESA | 2021-05-20 | DCF-21-16-0969-065
New | ACTIVE | F03 | 160969 |  | 105 | NORTH WALL | R | RC2 | ML4 | GS | N | PSS | 9919 | CGS | CA | COMPR |  | CA-001 | VALVE | PRV | PRV-001 | 160969-CA-CA-001-PRV-001 |  | PRV INSIDE OF COMPRESSOR CABINET |  | R | WFO-DO | 121 SCFM @ 150 PSIG | CONTROL DEVICES | SA150 |  |  | 2021-05-20 | DCF-21-16-0969-065
New | ACTIVE | F03 | 160969 |  | 105 | NORTH WALL | R | RC2 | ML4 | GS | N | PSS | 9919 | CGS | CA | TANK | TCA | TCA-001 |  |  |  | 160969-CA-TCA-001 |  | AIR TANK |  | V | WFO-DO | 200 GAL, 200 PSI | MANCHESTER TANK | 203023 |  | MESA | 2021-05-20 | DCF-21-16-0969-065
New | ACTIVE | F03 | 160969 |  | 105 | NORTH WALL | R | RC2 | ML4 | GS | N | PSS | 9919 | CGS | CA | TANK |  | TCA-001 | VALVE | PRV | PRV-001 | 160969-CA-TCA-001-PRV-001 |  | PRV ON TOP OF AIR TANK |  | R | WFO-DO | 165 SCFM @ 200 PSIG | CONTROL DEVICES | SA200 |  |  | 2021-05-20 | DCF-21-16-0969-065

## 4. Sec 210 OpSys_Sys
Section 210: OpSys & Sys Lists
LEGEND Orange Text - Facility Specific System Blue Text - Sys name outside of MEL (where not limited to 30 characters); aids searches herein G = Typical Property Group OSI = Operating System ID SI = System ID Column G: R = Real Property; P = Programmatic; U = Utilities
G | OSI | Op Sys | SI | Sys | Notes
P | AAC | Actinide Analytical Chemistry | CVD | Confinement Vessel Disposition | TA03-0029 Only
P | AAC | Actinide Analytical Chemistry | HCE | Hot Cell Enclosure | TA03-0029 Only
P | AAC | Actinide Analytical Chemistry | ACIDDV | Acid Digestion Vessels | TA03-0029 Only LANL uses PARR
P | AAC | Actinide Analytical Chemistry | OVEN | Oven | TA03-0029 Only
P | AAC | Actinide Analytical Chemistry | RMS | Radiation Monitoring System | TA03-0029 Only Includes neutron and gamma detection system.
P | AAC | Actinide Analytical Chemistry | SD | BG Sphere | TA03-0029 Only
P | ACHEM | Analytical Chemistry | ACIDDV | Acid Digestion Vessels | LANL uses PARR
P | ACHEM | Analytical Chemistry | CSPEC | Plasma/Mass Spectrometry
P | ACHEM | Analytical Chemistry | R5 | Radiochemistry
P | ACHEM | Analytical Chemistry | SMPPRP | Sample Preparation
P | ACHEM | Analytical Chemistry | SEM | Scanning Electron Microscope
P | ACHEM | Analytical Chemistry | SOLA | Solids Analysis
P | ACHEM | Analytical Chemistry | SOLCHM | Solution Chemistry
P | AO | Assembly Operation | BRUSH | Brushing
P | AO | Assembly Operation | CLNOP | Cleaning Operations
P | AO | Assembly Operation | CRIMP | Tube Crimping
P | AO | Assembly Operation | DOWNDR | Downdraft Room Operations
P | AO | Assembly Operation | ECM | Electro Chemical Marking
P | AO | Assembly Operation | EVB | Evacuation and Bake Out
P | AO | Assembly Operation | FDENSE | Final Density
P | AO | Assembly Operation | FMASS | Final Mass, Vol Displacement | Final Mass, Volume Displacement System
P | AO | Assembly Operation | INERT | Inert Storage
P | AO | Assembly Operation | LAZMK | Laser Marking
P | AO | Assembly Operation | LEAKS | Leak Testing System
P | AO | Assembly Operation | PTEST | Pressure Proof
P | AO | Assembly Operation | SBPREP | Sample Bottle Preparation | Sample Bottle Preparation System
P | AO | Assembly Operation | SUBLT | Sub Assembly Leak Testing
P | AO | Assembly Operation | ULTRAC | Ultrasonic Cleaning
P | AQCL | Aqueous Chloride | AMDO | Americium Oxide Dry Operations
P | AQCL | Aqueous Chloride | AQCLTP | AQCL Transfer Piping | Aqueous Chloride Transfer Piping
P | AQCL | Aqueous Chloride | CALCL | Calcination AQCL
P | AQCL | Aqueous Chloride | CLEAR | CL Liq Effluent Actinide Rec | Chloride Liquid Effluent Actinide Recovery Line
P | AQCL | Aqueous Chloride | CRUSH | Crushing
P | AQCL | Aqueous Chloride | DISSCL | Dissolution AQCL
P | AQCL | Aqueous Chloride | HYDCL | Hydroxide Precipitation -EXCEL
P | AQCL | Aqueous Chloride | IXCL | Ion Exchange AQCL
P | AQCL | Aqueous Chloride | OHCL | Hydroxide Precipitation -CLEAR
P | AQCL | Aqueous Chloride | OXCL | Oxalate Precipitation AQCL
P | AQCL | Aqueous Chloride | SX | Solvent Extraction
P | AQN | Aqueous Nitrate | 400FRN | 400 Wing Forensics
P | AQN | Aqueous Nitrate | ATLIX | Ion Exchange ATLAS
P | AQN | Aqueous Nitrate | CASDIS | Cascade Dissolvers
P | AQN | Aqueous Nitrate | CF | Cementation
P | AQN | Aqueous Nitrate | EDDIS | Dissolution AQN
P | AQN | Aqueous Nitrate | EV | Evaporation
P | AQN | Aqueous Nitrate | HD | Nitrate Dissolution
P | AQN | Aqueous Nitrate | HNO3P | Nitric Acid Process Solutions
P | AQN | Aqueous Nitrate | NARS | Nitric Acid Recovery
P | AQN | Aqueous Nitrate | PMO | Pu Metal Oxidation AQN
P | AQN | Aqueous Nitrate | RESIN | IX Resins for Weapons Grade
P | AQN | Aqueous Nitrate | RFXCAL | Calcination AQN
P | AQN | Aqueous Nitrate | RFXIX | Ion Exchange RFX
P | AQN | Aqueous Nitrate | RFXOXP | Oxalate Precipitation AQN
P | ARIES | Advanced Recovery and Integrated Extraction System | ACONV | Aries Conveyor
P | ARIES | Advanced Recovery and Integrated Extraction System | APC | Aries Pit Cutter
P | ARIES | Advanced Recovery and Integrated Extraction System | CONCAN | Convenience Can Welder | Packaging: Convenience Can Welder
P | ARIES | Advanced Recovery and Integrated Extraction System | DMO2 | Direct Metal Oxidation 2
P | ARIES | Advanced Recovery and Integrated Extraction System | DMO3 | Direct Metal Oxidation 3
P | ARIES | Advanced Recovery and Integrated Extraction System | ELDE | Electrolytic Decontamination
P | ARIES | Advanced Recovery and Integrated Extraction System | HEUOPS | Old Uranaium Operations | Electrolytic Decontamination, Uranium Size Reduction, Oxidation, and Packaging
P | ARIES | Advanced Recovery and Integrated Extraction System | ILMS | In-Line Material Storage
P | ARIES | Advanced Recovery and Integrated Extraction System | INCAN | Packaging: Inner Can Welder
P | ARIES | Advanced Recovery and Integrated Extraction System | NDAPDC | Non-Destructive Analysis
P | ARIES | Advanced Recovery and Integrated Extraction System | OUTCAN | Packaging: Outer Can Welder
P | ARIES | Advanced Recovery and Integrated Extraction System | RIPS | Robotic Integrated Pkg System | Robotic Integrated Packaging System
P | ASR | Aqueous Scrap Recovery | BLML | Ball Milling ASR
P | ASR | Aqueous Scrap Recovery | CALC | Calcination ASR
P | ASR | Aqueous Scrap Recovery | DISS | Dissolution ASR
P | ASR | Aqueous Scrap Recovery | HSVV | Heat Source Vessels and Vents
P | ASR | Aqueous Scrap Recovery | HYDPRE | Hydroxide Precipitation ASR
P | ASR | Aqueous Scrap Recovery | IXASR | Ion Exchange ASR
P | ASR | Aqueous Scrap Recovery | OXPRE | Oxalate Precipitation ASR
R | BLDG | Building | GENBLD | General Building | Use when applicable to entire building as well as specifics such as Basement, Ceiling, Walls (interior or exterior), Windows, Floors, Foundations, Common Doors, Stairs, Railings, etc. Further details applied by Type and Subtype. Fire doors are under FP/FBP. Radiological confinement doors under TCONF/CONF.
R | BLDG | Building | BSTR | Building Structure | RLUOB Only Used to encompass entire building structural components.
R | BLDG | Building | COSTOR | Controlled Storage | Storage area for like ML1 parts.
R | BLDG | Building | EXTFNS | Exterior Finish | RLUOB Only Fire protection rating for exterior walls.
P | BLDG | Building | FIRING | Firing Lanes | Fixed targets, moveable target mechanisms, berm bullet traps
R | BLDG | Building | FIXLDR | Affixed Ladders | This Sys is for ladders permanently affixed to the building structure, used interior or exterior.
R | BLDG | Building | KITCHN | Kitchen Equipment | Examples: Walk-in freezer, commercial grills, large ice makers, dishwashers, etc. Fixed fire suppression systems as for grills and fryers are under FP/FPS.
P | BLDG | Building | LAB | Laboratory Equipment | Examples: Calorimeter, fume hood, with countertop & base, incl. fixtures, fume hood exhaust scrubbers, sterilizer, mass spectrometer, ovens, incubators, refrigerators for specimens, and radiation generating devices other than medical or security x-ray equipment. Fume hood exhaust fans are under HVACR/EXH. The dampers/valves in exhaust from fume hoods and gloveboxes belong to the fume hood or glovebox.
R | BLDG | Building | LDRY | Laundry | Commercial Laundry Equipment
R | BLDG | Building | NSB | Nuclear Support Building | TA55 only
R | BLDG | Building | ROOF | Roofing | Covers both construction and coverings.
R | BLDG | Building | SI | Site Improvements | Includes Fencing & Gates, Retaining Walls & Freestanding Walls, Signage, Fountains & Pools, Terrace and Perimeter Walls, Flagpoles, Landscaping, Planters, Irrigation Systems, Sidewalks, Stairs, etc. Basically any building-related/owned infrastructure [not owned by UI (RG/SI) or SEC/PIDAS].
R | CGS | Compressed Gas Supply | AR | Argon Gas | See LAR for cryogenic portion.
R | CGS | Compressed Gas Supply | AR100 | Argon Gas (100 PSI)
R | CGS | Compressed Gas Supply | CA | Compressed Air | Non Breathing Air (Use this for large compressed air systems including dryers. Do not include compressors for boilers burner systems. For systems supplying solely HVAC system as found in office or training buildings use the instrument air compressors found under HVAC System.)
R | CGS | Compressed Gas Supply | CG | Calibration Gas | Includes many different types of certified gases used to “calibrate” respective detectors/analyzers/etc.
R | CGS | Compressed Gas Supply | CH4 | Methane Gas
P | CGS | Compressed Gas Supply | CL2 | Chlorine Gas
P | CGS | Compressed Gas Supply | CLDEL | Chlorine Gas Delivery
P | CGS | Compressed Gas Supply | CLDET | Chlorine Gas Detection
R | CGS | Compressed Gas Supply | CO2 | Carbon Dioxide Gas
R | CGS | Compressed Gas Supply | H2 | Hydrogen Gas
P | CGS | Compressed Gas Supply | FGAS | Flammable Gas Analysis System | TWF only
R | CGS | Compressed Gas Supply | H2S | Hydrogen Sulfide
R | CGS | Compressed Gas Supply | HE | Helium Gas
R | CGS | Compressed Gas Supply | IAS | Instrument Air System
R | CGS | Compressed Gas Supply | LAR | Liquid Argon (cryogenic) | For liquid argon storage tank systems, use LAR through the output of the evaporator, including the last isolation valve.
R | CGS | Compressed Gas Supply | LN2 | Liquid Nitrogen (cryogenic) | For liquid nitrogen storage tank systems, use LN2 through the output of the evaporator, including the last isolation valve.
R | CGS | Compressed Gas Supply | MULTI | Gas Bottled System
R | CGS | Compressed Gas Supply | N2 | Nitrogen Gas | See LN2 for cryogenic portion.
R | CGS | Compressed Gas Supply | N2100 | Nitrogen Gas (100 PSI +/-)
R | CGS | Compressed Gas Supply | N2H2 | Nitrogen/ 6% Hydrogen
R | CGS | Compressed Gas Supply | O2 | Oxygen Gas
R | CGS | Compressed Gas Supply | P10 | P10 Gas
R | CGS | Compressed Gas Supply | PCA | Process Air Supply
R | CGS | Compressed Gas Supply | REGEN | Argon/6% Hydrogen Regen Gas
R | CGS | Compressed Gas Supply | RL | Refrigerant Liquid
P | CGS | Compressed Gas Supply | XE | Xenon Gas
R | COMM | Communications | CCTV | Closed Circuit Television | Security cameras are under SEC, Security.
R | COMM | Communications | LPS | Local Paging System
R | COMM | Communications | PA | Public Address | Use this for intercom also.
R | COMM | Communications | RC | Radio Communications
R | COMM | Communications | REDNET | Secure Network
R | COMM | Communications | SPAS | Emergency Paging System
R | COMM | Communications | TEL | Telecommunications | Includes Yellow Network
P | CONT | Containers | CNTRC | Credited Fire Rated Containers
P | CONT | Containers | EHS | Encapsulated Heat Sources
P | CONT | Containers | EVIN | Evacuation and Inerting | RANT System for Leak Testing, Evacuating, and Inerting waste containers before shipping.
P | CONT | Containers | MIS | MIS Containers
P | CONT | Containers | POC | Pipe Overpack Containers
P | CONT | Containers | SCNTR | Cont for Movement of SNM OS GB | Containers for Movement of SNM Outside of GBs Includes Pipe Overpack Containers, 55 Gallon Drums (With or Without Overpack), 85 Gallon Drums, Standard Waste Boxes, and Ten Drum Overpack containers.
P | CONT | Containers | SMPCNT | Non VSS Containers | (Safety Management Program Containers)
P | CONT | Containers | STRAP | Strap | ML1 Strap for 3rd row of stacked drums
P | CONT | Containers | TYPEA | Type A Containers
P | CONT | Containers | TYPEB | Type B Containers | Includes TRUPACT-II, HalfPACT, 10-160B, and RH TRU 72B – VSS (P) containers.
P | CONT | Containers | VWBC | Vault Water Bath Containers
R | COOLW | Cooling Water System | CCCW | Central Circ Chilled Water | Central Circulating Chilled Water TA55 only Use for pumps and tanks (expansion, chem feed, etc.)
R | COOLW | Cooling Water System | LVCCW | Limit Vol Circ Chilled Water | Limited Volume Circulating Chilled Water TA55 only Use for pumps and tanks (expansion, chem feed, etc.)
R | COOLW | Cooling Water System | NPCCW | Neg Press Circ Chilled Water | Negative Pressure Circulating Chilled Water TA55 only Use for pumps and tanks (expansion, chem feed, etc.)
R | COOLW | Cooling Water System | NPCCWR | Neg Press Circ Chill Wtr Rtrn | Negative Pressure Circulating Chilled Water Return TA55 only Use for pumps and tanks (expansion, chem feed, etc.)
R | COOLW | Cooling Water System | NPCCWS | Neg Press Circ Chill Wtr Sply | Negative Pressure Circulating Chilled Water Supply TA55 only Use for pumps and tanks (expansion, chem feed, etc.)
R | COOLW | Cooling Water System | PPCCW | Pos Press Circ Chilled Water | Positive Pressure Circulating Chilled Water TA55 only Use for pumps and tanks (expansion, chem feed, etc.)
R | COOLW | Cooling Water System | PPCCWR | Pos Press Circ Chill Wtr Rtrn | Positive Pressure Circulating Chilled Water Return TA55 only Use for pumps and tanks (expansion, chem feed, etc.)
R | COOLW | Cooling Water System | PPCCWS | Pos Press Circ Chill Wtr Sply | Positive Pressure Circulating Chilled Water Supply TA55 only Use for pumps and tanks (expansion, chem feed, etc.)
R | COOLW | Cooling Water System | TW | Tower Water | TA55 Only Use for cooling tower, pumps, fans, VFDs, heat trace, and tank heaters
P | COOLW | Cooling Water System | VCCW | Vault Circ Chilled Water | Vault Circulating Chilled Water TA55 Only
P | CRIT | Credited Criticality Safety | CARTS | SNM Carts
P | CRIT | Credited Criticality Safety | CRITSP | Engineered Criticality Spacing
P | CRUC | Crucibles | CRUCC | Credited Crucibles | (This is for containment of molten Pu metal)
P | CRUC | Crucibles | CRUCNC | Non-Credited Crucible
R | CS | Chemical Supply | ALNO3 | Aluminum Nitrate
R | CS | Chemical Supply | BIOCID | Biocide
R | CS | Chemical Supply | CSC | Chemical Supply Caustic | 500230 Only Caustic chemical supply, CST-1, CST-2, CST-3, etc.
R | CS | Chemical Supply | CSP | Chemical Supply Process | 500001 and 500230 Only Wet chemical feed, HCl, NaOH, lime, etc.
R | CS | Chemical Supply | CSTBS | Nitric Acid Strg Tk and Berm | Nitric Acid Storage Tank and Berm
R | CS | Chemical Supply | FECL3 | Ferric Chloride | FeCl3
R | CS | Chemical Supply | FESUL | Ferric Sulfate | Fe2O12S3
R | CS | Chemical Supply | H2O2 | Hydrogen Peroxide
R | CS | Chemical Supply | H2SO4 | Sulfuric Acid
R | CS | Chemical Supply | HCL | Hydrochloric Acid
R | CS | Chemical Supply | HFA | Hydrofluoric Acid
R | CS | Chemical Supply | HNO3 | Nitric Acid
R | CS | Chemical Supply | KOH | Potassium Hydroxide
R | CS | Chemical Supply | MGCL2 | Magnesium Chloride | MgCl2
R | CS | Chemical Supply | MGSO4 | Magnesium Sulfate | MgSO4
R | CS | Chemical Supply | NACIT | Sodium Citrate | NaCIT
R | CS | Chemical Supply | NAHSO3 | Sodium Bisulfite | NaHSO3
R | CS | Chemical Supply | NAOCL | Sodium Hypochlorite | NaOCl
R | CS | Chemical Supply | NAOH | Sodium Hydroxide | NaOH
R | CS | Chemical Supply | SO2 | Sulfur Dioxide
R | CTRL | Control Systems | BAS | Building Automation System
R | CTRL | Control Systems | BPCS | Building Process Ctrl System | Building Process Control System
R | CTRL | Control Systems | FCS | Facility Control System
R | CTRL | Control Systems | FMS | Facility Management System
R | CTRL | Control Systems | ICS | Instrument and Control System
R | CTRL | Control Systems | LCS | Local Control System
R | CTRL | Control Systems | SCADA | Supervisory Control Data Acqn | Supervisory Control & Data Acquisition
P | DRYOPS | Material Preparation | BURN | CALCI Repack & Discard | Calcination Repack & Discard
P | DRYOPS | Material Preparation | CALCDO | Calcination DRYOPS
P | DTO | Dynamic Testing Operations | 40MM | 40mm Launcher | PF4 only
P | DTO | Dynamic Testing Operations | 40MMTK | 40mm Launcher Catch Tank | PF4 only
P | DTO | Dynamic Testing Operations | IFIT | IFIT | PF4 only
P | DTO | Dynamic Testing Operations | IFITAT | IFIT Catch Tube | IFIT Ceiling Armr/Catch Tube Sys PF4 only
P | DTO | Dynamic Testing Operations | IFITRD | IFIT Relief Device | PF4 only
P | DTO | Dynamic Testing Operations | KBOP | Kolsky Bar Operations | PF4 only
P | DTO | Dynamic Testing Operations | MLT | Mechanical Load Testing | PF4 only
P | ECS | Environmental Chamber System | ECOPS | Environ Chamber OT Protect Sys | Environmental Chamber Over-temperature Protection System WETF only
P | ENCL | Enclosures | COVER | Covers for Material at Risk
P | ENCL | Enclosures | ENCLBE | Beryllium Lathe Enclosure
P | ENCL | Enclosures | GB | Gloveboxes | The dampers/valves in exhaust from fume hoods and gloveboxes belong to the fume hood or glovebox. Exhaust fans and stacks are under HVACR EXH.
P | ENCL | Enclosures | GBE | Glovebox Enclosures | 50-0069 Only Legacy System designator
P | ENCL | Enclosures | OM | Oxygen Monitoring | Monitoring for specific oxygen levels within a glovebox or such. Not for personnel health and safety.
P | ENCL | Enclosures | SPRTC | Credited Support Stands
P | ENCL | Enclosures | SPRTNC | Support Stands, Non-Credited
P | ENCL | Enclosures | TRLLY | Trolley Conveyer System
P | ENCL | Enclosures | WCG | Waste Characterization GB | Waste Characterization Glovebox
R | ES | Electrical Systems | 130VDC | 130 VDC System | 130 Volts Direct Current System
R | ES | Electrical Systems | APS | Auxiliary Power System | Backup and Standby Generators Include battery banks not specific to UPS or Emergency Lighting. Diesel fuel day tanks. Separate fuel oil storage tanks are under FS/FO. F10 TWF listed their EDG 630177 as ES/EDS.
R | ES | Electrical Systems | CP | Cathodic Protection | Includes Sacrificial Anode Cathodic Protection Systems and Induced Current Cathodic Protection System.
R | ES | Electrical Systems | EBP | Electric Balance of Plant | Includes ATS, MTS, Safety Switch (CDD), Switchgear, PDUs, Power Panels, Lighting Panels, breakers, MCCs, and bus ducts.
R | ES | Electrical Systems | EDS | Electrical Distribution System | Use this when applicable to an entire building. Includes ATS, MTS, Safety Switch (CDD), Switchgear, PDUs, Power Panels, Lighting Panels, breakers, MCCs, and bus ducts. F10 TWF listed their EDG 630177 as ES/EDS.
R | ES | Electrical Systems | EP | Electrical Power | Includes ATS, MTS, Safety Switch (CDD), Switchgear, PDUs, Power Panels, Lighting Panels, breakers, MCCs, and bus ducts.
R | ES | Electrical Systems | FDG | Fire Diesel Generator | F01 only
R | ES | Electrical Systems | GND | Grounding System | Use this when applicable to an entire building. This includes static grounding systems.
R | ES | Electrical Systems | LPT | Lightning Protection | Lightning protection surge arresters, aerials, grounding conductors, bonding conductors, and connections.
R | ES | Electrical Systems | LTGEXT | Lighting, Normal, Exterior | Security Lighting under SEC Op Sys and PIDAS Sys
R | ES | Electrical Systems | LTGINT | Lighting, Normal, Interior | Use this when applicable to an entire building
R | ES | Electrical Systems | OBP | Office Building Power | Includes ATS, MTS, Safety Switch (CDD), Switchgear, and Lighting Panels.
R | ES | Electrical Systems | PDS | Power Distribution System | F01 uses this when applicable to HV distribution within a facility.
R | ES | Electrical Systems | PV | Photovoltaic
R | ES | Electrical Systems | SES | Security Electrical Supply | TA55 only
R | ES | Electrical Systems | SPOS | Seismic Power Shut-Off System
R | ES | Electrical Systems | UPS | Uninterruptible Power Supply | Includes battery and inverter
R | ES | Electrical Systems | UPS391 | Credited Uninterruptible Power | Credited Uninterruptible Power Supply
R | FGA | Facility Gases and Air | AR | Argon Gas | TA16-0205 and TA16-0450 Only
R | FGA | Facility Gases and Air | BA | Breathing Air | TA16-0205 and TA16-0450 Only
R | FGA | Facility Gases and Air | CA | Compressed Air | TA16-0205 and TA16-0450 Only Non Breathing Air (Use this for large compressed air systems including dryers. For systems supplying solely HVAC system as found in office or training buildings use instrument air.)
R | FGA | Facility Gases and Air | H2 | Hydrogen Gas | TA16-0205 and TA16-0450 Only
R | FGA | Facility Gases and Air | HE | Helium Gas | TA16-0205 and TA16-0450 Only
R | FGA | Facility Gases and Air | LN2 | Liquid Nitrogen (cryogenic) | TA16-0205 and TA16-0450 Only
R | FGA | Facility Gases and Air | N2 | Nitrogen Gas | TA16-0205 and TA16-0450 Only
R | FGA | Facility Gases and Air | O2 | Oxygen Gas | TA16-0205 and TA16-0450 Only
P | TGHS | Tritium Gas Handling System | TGHS | Tritium Gas Handling System | TA16-0205 and TA16-0450 Only
P | TWTS | Tritium Waste Treatment System | TWTS | Tritium Waste Treatment System | TA16-0205 and TA16-0450 Only
P | FND | Foundry Operations | CAST | Casting Operations
P | FND | Foundry Operations | FRNOPS | Furnace Operations
R | FP | Fire Protection | FBP | Fire Barrier | Use for interior and exterior fire rated walls and doors, firestopping penetrations, sprayed fire-resistive materials, and fire dampers. Door hardware, e.g. latches and releases, are part of the door.
R | FP | Fire Protection | FCA | Clean Agent Fire Suppression
R | FP | Fire Protection | FEXT | Fire Extinguishers | Includes portable extinguishers (common and special types of all sizes), and fixed fire suppression systems in kitchens such as wet/dry chemical sprays for grills, fryers, etc.
R | FP | Fire Protection | FP | Fire Protection | 550400, 550440 and 550432 Only and Legacy Use in 500230, 500251, and 500261 only Includes Detection and Suppression.
R | FP | Fire Protection | FPD | Fire Detection and Alarm | Includes fire alarm control panel, batteries, addressable fire alarm, addressable mass notification, detectors, tamper switches, pull stations, notification devices (bells, lights, strobes, horn, or siren). All equipment on, or downstream of, the trip valve will fall under FPS. This includes the water motor gong.
R | FP | Fire Protection | FPS | Sprinkler Systems | Includes standpipes, risers, hoses, releasing devices (dry pipe, preaction, deluge, wet pipe), nitrogen system or air compressors and dryers, fire department connection, water gong, sprinkler heads, C02, foam generating, clean agent, hood and duct systems. All equipment on, or downstream of, the trip valve will fall under FPS.
R | FP | Fire Protection | FPW | Water Supply | Includes storage tank, BFP, OS&Y, PIV, hydrants, underground distribution main, controllers, relief valves, jockey pumps, test header, flow meters, heat trace, tank heaters, circulation pump, insulation, ATS, MTS, Safety Switch (CDD), Switchgear, and Lighting Panels. Includes day tank, battery chargers, block heaters, and space heaters for diesel driven fire pumps.
R | FP | Fire Protection | FSHWI | Fire Supp Hybrid Water/Inert | Fire Suppression Hybrid Water/Inert PF4 only
R | FS | Fuel Supply | FO | Fuel Oil | Use for storage tanks, piping, pumps, etc. Day tanks belong to the supplied equipment. Dedicated equipment may be under own System such as FP for diesel fire pumps, and ES for emergency diesel generators. Check equipment ID tags.
U | FS | Fuel Supply | H2 | Hydrogen Gas | For hydrogen powered vehicles
U | FS | Fuel Supply | LPG | Propane Gas
U | FS | Fuel Supply | NG | Natural Gas
P | FSTF | Full Scale Test Facility | FSTFH2 | Flammable Gas Control System
P | FSTF | Full Scale Test Facility | FSTFRC | Credited FSTF
P | FSTF | Full Scale Test Facility | FSTFU | Uncredited FSTF | Full-Scale Test Facility Uncredited
P | FSTF | Full Scale Test Facility | GASOPS | Gas Operations
P | HEP | High Explosives Processing | HEMACH | HEP Machining | 16-0205 Only
P | HEP | High Explosives Processing | PREP | Preparations | 16-0205 Only Includes mixing, casting, and such.
P | HEP | High Explosives Processing | VAC | Vacuum | 16-0205 Only
P | HEP | High Explosives Processing | WASTE | Waste | 16-0205 Only
P | HMP | Hazard Monitoring and Protection | ARD | Airborne Radiation Detection
P | HMP | Hazard Monitoring and Protection | CAMS | Continuous Air Monitor System
P | HMP | Hazard Monitoring and Protection | CAS | Criticality Alarm System
P | HMP | Hazard Monitoring and Protection | CO | Carbon Monoxide Detectors
P | HMP | Hazard Monitoring and Protection | ESM | Exhaust Stack Rad Monitoring | Exhaust Stack Radiation Monitoring
P | HMP | Hazard Monitoring and Protection | FASS | Fixed Air Head Sampling System
P | HMP | Hazard Monitoring and Protection | HAZD | Hazardous Gas Monitoring | All types of atmospheric monitoring except oxygen, e.g. propane, refrigerant, hydrogen.
P | HMP | Hazard Monitoring and Protection | HEP | High Explosives Processing
P | HMP | Hazard Monitoring and Protection | O2R | Room Oxygen Monitoring | Monitoring for O2 levels sufficient for personnel safety in a room. Includes supplied air for personnel safety (breathing air).
P | HMP | Hazard Monitoring and Protection | PCM | Personnel Contamin Montr | Personnel Contamination Monitor Includes the P10 bottles, manual valves, and PRVs for the system.
P | HMP | Hazard Monitoring and Protection | PSS | Personnel Safety System | Warning lights, interlocks, and trips to protect workers from radiation and explosive hazards Initiates accelerator beam, trips Beam stop. Functionally, a combination of a LANSCE-like radiation safety system (RSS) and a high explosive safety system (HESS). Use for TA18 interlocks and for DAHRT PSS.
P | HMP | Hazard Monitoring and Protection | BMSTP | Beam Stop
P | HMP | Hazard Monitoring and Protection | RADMON | Radiological Monitoring
P | HMP | Hazard Monitoring and Protection | RMS | Radiation Monitoring System
P | HMP | Hazard Monitoring and Protection | SHLD | Shielding
P | HMP | Hazard Monitoring and Protection | SM | Exhaust Stack Monitoring | (non-radiation)
P | HYDRLC | Hydraulics | HYDRLC | Hydraulics | Historical use only in 180023
P | HSCHAR | HS-Pu Characterization | 238SEM | Electron Microscope HSPU | Scanning Electron Microscope HSPU
P | HSCHAR | HS-Pu Characterization | ASPEC | Alpha Spectrometer
P | HSCHAR | HS-Pu Characterization | CALOR | Calorimetry
P | HSCHAR | HS-Pu Characterization | DCARC | Direct Current ARC
P | HSCHAR | HS-Pu Characterization | ELTEST | Electrical Tester
P | HSCHAR | HS-Pu Characterization | GASS | Gas Analysis & Sampling
P | HSCHAR | HS-Pu Characterization | GSPEC | Gamma Spectrometer
P | HSCHAR | HS-Pu Characterization | HELKCK | Helium Leak Check
P | HSCHAR | HS-Pu Characterization | HSACHE | Heat Source Analytical Chem | Heat Source Analytical Chemistry
P | HSCHAR | HS-Pu Characterization | HSAGE | Heat Source Vac Aging Furnace | Heat Source Vacuum Aging Furnace
P | HSCHAR | HS-Pu Characterization | HSCAN | Heat Source Can Processing
P | HSCHAR | HS-Pu Characterization | HSSEM | Heat Source Elect Microscope | Heat Source Scanning Electronic Microscope
P | HSCHAR | HS-Pu Characterization | HSUT | Ultrasonic Testing
P | HSCHAR | HS-Pu Characterization | HVOP | Harvesting
P | HSCHAR | HS-Pu Characterization | MET | Metallography
P | HSCHAR | HS-Pu Characterization | NER | Neutron Emission Rate
P | HSCHAR | HS-Pu Characterization | PARSA | Particle Size Analysis
P | HSCHAR | HS-Pu Characterization | UVVIS | UV Vis
P | HSCHAR | HS-Pu Characterization | WND | Weighing and Dimensioning
P | HSFF | HS-Pu Fuel Fabrication | GRAN | Granular Formation
P | HSFF | HS-Pu Fuel Fabrication | HSFURN | Heat Source Furnace
P | HSFF | HS-Pu Fuel Fabrication | PELPR | Hot Press
R | HVACR | Heating, Ventilation, Air Conditioning, and Refrigeration | CCHW | Central Circ Heating Water | Central Circulating Heating Water For boilers, feedwater, makeup, blowdown, chemical addition, relief valves, tanks, including air separators., pumps, PDIs, duct mounted smoke detectors, pneumatic controls (includes VAVs), etc.
R | HVACR | Heating, Ventilation, Air Conditioning, and Refrigeration | CVS | Confinement Ventilation System
R | HVACR | Heating, Ventilation, Air Conditioning, and Refrigeration | CW | Chilled Water | Use for chillers and condensers, cooling coils inside AHUs, water to water and glycol to water heat exchangers, glycol chillers, condensers, circulating pumps, expansion tanks, chem feed, refrigerant storage tanks/systems, etc.
R | HVACR | Heating, Ventilation, Air Conditioning, and Refrigeration | EXH | Exhaust | Includes fans, even fume hood and glove box exhaust fans, and stacks. The dampers/valves in exhaust from fume hoods and gloveboxes belong to the fume hood or glovebox.
R | HVACR | Heating, Ventilation, Air Conditioning, and Refrigeration | HR | Heat Recovery
R | HVACR | Heating, Ventilation, Air Conditioning, and Refrigeration | HVAC | Heat, Vent, and Air Cond | Includes heaters, fans, humidifiers, dehumidifiers, VAV terminals, AHUs, unit ventilators, fan coil units, baseboard fin tube radiation, package units (Includes RUAs, heat pumps, evap coolers, air washers/pumps, and window AC units), controls and instrumentation, pneumatic controls, VFDs, instrument air compressors (Use this for small systems supplying solely HVAC system as found in office or training buildings. For larger systems used for other purposes as well as maybe HVAC see Compressed Air System).
R | HVACR | Heating, Ventilation, Air Conditioning, and Refrigeration | HVACOB | HVAC, Office Bldg | RLUOB only Use for RLUOB ice storage
R | HVACR | Heating, Ventilation, Air Conditioning, and Refrigeration | HVACRL | HVAC, Radiological Lab | RLUOB only
R | HVACR | Heating, Ventilation, Air Conditioning, and Refrigeration | HVACUB | HVAC, Central Utility Building | RLUOB only
R | HVACR | Heating, Ventilation, Air Conditioning, and Refrigeration | HW | Heating Water | Includes boilers, feedwater, makeup, blowdown, chemical addition, tanks, including air separators, forced draft fans, flue gas recirculating fans, safety valves, etc.
R | HVACR | Heating, Ventilation, Air Conditioning, and Refrigeration | LRW | Lab Reheat Water | RLUOB Only Use for tanks, heat exchangers, air separators, pumps, even VFDs, etc.
R | HVACR | Heating, Ventilation, Air Conditioning, and Refrigeration | PCW | Process Cooling Water | or Process Chilled Water (building dependent) RLUOB only Use for pumps, tanks (expansion, chem feed, etc., heat exchangers, VFDs, etc.
R | HVACR | Heating, Ventilation, Air Conditioning, and Refrigeration | PG | Primary Glycol | RLUOB only Use for glycol chillers, condensers, circulating pumps, expansion tanks, chem feed, etc.
R | HVACR | Heating, Ventilation, Air Conditioning, and Refrigeration | SCW | Secondary Chilled Water | RLUOB only Use for pumps and tanks (expansion, chem feed, etc.), VFDs, etc.
R | HVACR | Heating, Ventilation, Air Conditioning, and Refrigeration | SHW | Secondary Heating Water | RLUOB only Use for pumps and tanks (expansion, chem feed, etc.), VFDs, etc.
R | HVACR | Heating, Ventilation, Air Conditioning, and Refrigeration | TW | Tower Water | Use for cooling water towers, fans, pumps, air separators, chem add, VFD, etc.
P | INSP | Inspection | CVIS | C-Vision Digital Comparator
P | INSP | Inspection | CMM1 | Hot Infinity Coord Meas Mach 1 | Hot Infinity Coordinate Measuring Machine One
P | INSP | Inspection | CMM2 | Hot Infinity Coord Meas Mach 2 | Hot Infinity Coordinate Measuring Machine Two
P | INSP | Inspection | CMM3 | Coordinate Measuring Machine 3
P | INSP | Inspection | CMMC | Cold Coord Meas Mach | Cold Coordinate Measuring Machine
P | INSP | Inspection | CMMH | Hot Coord Meas Mach | Hot Coordinate Measuring Machine
P | INSP | Inspection | EDGBRK | Edgebreak
P | INSP | Inspection | OC | Optical Comparator
P | INSP | Inspection | PROFO | Profilometry
P | INSP | Inspection | SHADOW | Shadow Graph Optical Comp | Shadow Graph Optical Comparator
P | INSP | Inspection | SHEFF | Sheffield Gauge
P | IPFCOL | IPF Process Cooling | INTCOL | Intermediate Cooling | TA53-0984 Only
P | IPFCOL | IPF Process Cooling | MAGCOL | Magnet Cooling | TA53-0984 Only
P | IPFCOL | IPF Process Cooling | TGTCOL | Target Cooling | TA53-0984 Only
R | IS | Industrial Safety | BA | Breathing Air
R | IS | Industrial Safety | FALPRO | Fall Protection | Identified tie-off points, railings, etc.
R | IS | Industrial Safety | OSHA | OSHA Safety | Eyewash and Safety Shower, used also for combination of eyewash and safety shower. Exit Signs Emergency Lights - Use this for emergency lights, their battery power, even UPS specific to emergency lighting Windsocks and AEDs 550400 & 550440 use WS/PWT for their emergency showers, eyewash, etc. instead of IS/OSHA.
R | IS | Industrial Safety | STOR | Storage Cabinets | Storage cabinets for chemicals, flammables, spill kits, etc. Typically contain items that have PMs performed on them.
R | LIFT | Lifting & Rigging | DOCKEQ | Loading Dock Equipment | Architectural equipment, dock bumpers, rubber blocks, dock levelers, dock lifters, dock shelters, truck, scissor arms, etc.
R | LIFT | Lifting & Rigging | ELV | Elevators | Includes passenger elevators, permanently installed man-lifts, freight elevators, wheelchair lift, dumbwaiters, permanently installed lift table and other material handling lifts, and conveyors.
R | LIFT | Lifting & Rigging | HC | Hoists and Cranes | Use for all fixed in place equipment to include all types of cranes, drum handling devices and such, dock levelers, automotive lifts, etc. Use for breaker handling devices permanently attached to switchgear. TRUDOC has its own specific system.
R | LIFT | Lifting & Rigging | MBLEQ | Mobile Lifting Equipment | For any type of equipment used for lifting and is not fixed in place, e.g. forklifts, man lifts, material lifts, lift tables, shop cranes, portable gantry cranes (on wheels designed to be pushed around the building), engine hoists, chain hoists, handling equipment such as drum handlers, breaker handling devices if they are designed to be moved around building. Breaker handling devices attached to the electrical cabinet are part of that cabinet.
R | LIFT | Lifting & Rigging | RACK | Rack | Equipment storage racks and shelving.
R | LIFT | Lifting & Rigging | RGNG | Rigging | Any rigging equipment such as slings, eye hooks, and shackles.
R | LIFT | Lifting & Rigging | TRUDOC | TRUPACT II Working Platform | Elevated platform and controls/equipment necessary for TRUPACT-II Waste Handling.
R | LLW | Low Level Waste | EFF | Effluent
R | LLW | Low Level Waste | UF | Ultra Filter
R | LLWBLP | Low Level Waste Balance of Plant | AR | Argon Gas | TA-50-0230,-0251,-0252,-0261 Only
R | LLWBLP | Low Level Waste Balance of Plant | AS | Air Sampling | TA-50-0230,-0251,-0252,-0261 Only Includes Vacuum Pump Stack Sampling System
R | LLWBLP | Low Level Waste Balance of Plant | BAS | Building Automation System | TA-50-0230,-0251,-0252,-0261 Only
R | LLWBLP | Low Level Waste Balance of Plant | BLDG | Building | TA-50-0230,-0251,-0252,-0261 Only Includes doors, ladders, and Lab equipment
R | LLWBLP | Low Level Waste Balance of Plant | CA | Compressed Air | TA-50-0230,-0251,-0252,-0261 Only
R | LLWBLP | Low Level Waste Balance of Plant | CS | Chemical Supply | TA-50-0230,-0251,-0252,-0261 Only
R | LLWBLP | Low Level Waste Balance of Plant | CW | Chilled Water | TA-50-0230,-0251,-0252,-0261 Only
R | LLWBLP | Low Level Waste Balance of Plant | ED | Electrical Distribution | TA-50-0230,-0251,-0252,-0261 Only
R | LLWBLP | Low Level Waste Balance of Plant | EP | Electrical Power | TA-50-0230,-0251,-0252,-0261 Only
R | LLWBLP | Low Level Waste Balance of Plant | FBP | Fire Barrier | Fire Barrier Penetration TA-50-0230,-0251,-0252,-0261 Only
R | LLWBLP | Low Level Waste Balance of Plant | FCS | Facility Control System | TA-50-0230,-0251,-0252,-0261 Only
R | LLWBLP | Low Level Waste Balance of Plant | FP | Fire Protection | TA-50-0230,-0251,-0252,-0261 Only
| LLWBLP | Low Level Waste Balance of Plant | FIXLDR | Affixed Ladders | TA-50-0230,-0251,-0252,-0261 Only This Sys is for ladders permanently affixed to the building structure, used interior or exterior.
R | LLWBLP | Low Level Waste Balance of Plant | HR | Heat Recovery | TA-50-0230,-0251,-0252,-0261 Only
R | LLWBLP | Low Level Waste Balance of Plant | HVAC | Heat, Vent, and Air Cond | TA-50-0230,-0251,-0252,-0261 Only Includes FCS, fume hoods and filters
R | LLWBLP | Low Level Waste Balance of Plant | HW | Heating Water | TA-50-0230,-0251,-0252,-0261 Only
R | LLWBLP | Low Level Waste Balance of Plant | LPT | Lightning Protection | TA-50-0230,-0251,-0252,-0261 Only
R | LLWBLP | Low Level Waste Balance of Plant | LTG | Lighting | TA-50-0230,-0251,-0252,-0261 Only
R | LLWBLP | Low Level Waste Balance of Plant | NG | Natural Gas | TA-50-0230,-0251,-0252,-0261 Only
R | LLWBLP | Low Level Waste Balance of Plant | NPW | Non-Potable Water | TA-50-0230,-0251,-0252,-0261 Only
R | LLWBLP | Low Level Waste Balance of Plant | P10 | P10 Gas | TA-50-0230,-0251,-0252,-0261 Only
R | LLWBLP | Low Level Waste Balance of Plant | PCW | Process Cooling Water | TA-50-0230,-0251,-0252,-0261 Only
R | LLWBLP | Low Level Waste Balance of Plant | PW | Potable Water | TA-50-0230,-0251,-0252,-0261 Only
R | LLWBLP | Low Level Waste Balance of Plant | RMS | Radiation Monitoring System | TA-50-0230,-0251,-0252,-0261 Only
R | LLWBLP | Low Level Waste Balance of Plant | RG | Roads and Grounds | TA-50-0230,-0251,-0252,-0261 Only
R | LLWBLP | Low Level Waste Balance of Plant | SS | Sanitary Sewer | TA-50-0230,-0251,-0252,-0261 Only
R | LLWBLP | Low Level Waste Balance of Plant | VAC | Vacuum | TA-50-0230,-0251,-0252,-0261 Only
R | LLWPRC | Low Level Waste Process | CS | Chemical Supply | TA-50-0230,-0251,-0252,-0261 Only
R | LLWPRC | Low Level Waste Process | EFL | Treated Effluent | TA-50-0230,-0251,-0252,-0261 Only
R | LLWPRC | Low Level Waste Process | HVAC | Heat, Vent, and Air Cond | TA-50-0230,-0251,-0252,-0261 Only
R | LLWPRC | Low Level Waste Process | INF | Influent Storage | TA-50-0230,-0251,-0252,-0261 Only
R | LLWPRC | Low Level Waste Process | IX | Ion Exchange | TA-50-0230,-0251,-0252,-0261 Only
R | LLWPRC | Low Level Waste Process | LLWICS | LLW Internal Collection | Low Level Waste Internal Collection System TA-50-0230,-0251,-0252,-0261 Only
R | LLWPRC | Low Level Waste Process | MCRFLT | Microfiltration | TA-50-0230,-0251,-0252,-0261 Only
R | LLWPRC | Low Level Waste Process | RO | Reverse Osmosis | TA-50-0230,-0251,-0252,-0261 Only
R | LLWPRC | Low Level Waste Process | RXN | Reaction/Precipitation | TA-50-0230,-0251,-0252,-0261 Only
R | LLWPRC | Low Level Waste Process | SECW | Secondary Waste | TA-50-0230,-0251,-0252,-0261 Only
P | MACH | Machining | BOSTO | Bostomatic
P | MACH | Machining | DMU35 | DMU 35 Milling Machining
P | MACH | Machining | FMLATH | Back Machine
P | MACH | Machining | HAASL1 | CNC Lathe for Part Prep & Diss | CNC/Manual Lathe for Part Prep and Disassembly
P | MACH | Machining | LATS | Lathes
P | MACH | Machining | LBASE | Moore L-Base Lathe
P | MACH | Machining | MDMU | DMU-35 Manufacturing
P | MACH | Machining | MDRILL | Manual Drill and Press
P | MACH | Machining | MHARD1 | Manual Hardinge1
P | MACH | Machining | MHARD2 | Manual Hardinge2
P | MACH | Machining | MHARD3 | Manual Hardinge3
P | MACH | Machining | MLATHE | Myford Lathe
P | MACH | Machining | MMS | Milling Machines
P | MACH | Machining | PRECI1 | Precitech Lathe1
P | MACH | Machining | PRECI2 | Precitech Lathe2
P | MACH | Machining | RBLATH | Robotic Lathe
P | MACH | Machining | TBASE1 | Moore Tbase1
P | MACH | Machining | TBASE2 | Moore Tbase2
P | MACH | Machining | TPRESS | Turnings Press
P | MAGGEN | Magnetic Generator | CI | Chemical Injection
P | MAGGEN | Magnetic Generator | DS | Drive System
P | MAGGEN | Magnetic Generator | DSC | Drive System Cooling
P | MAGGEN | Magnetic Generator | EX | Exciter
P | MAGGEN | Magnetic Generator | EXC | Exciter Cooling
P | MAGGEN | Magnetic Generator | GAD | Generator Air Drying
P | MAGGEN | Magnetic Generator | GC | Generator Cooling
P | MAGGEN | Magnetic Generator | GD | Generator Disassembly
P | MAGGEN | Magnetic Generator | GLO | Generator Lube Oil
P | MAGGEN | Magnetic Generator | GJ | Generator Jacking
P | MAGGEN | Magnetic Generator | GLOC | Generator Lube Oil Cooling
P | MAGGEN | Magnetic Generator | GW | Generator Waste Water
P | MAGGEN | Magnetic Generator | HEAT | Heat
P | MCPP | Metals & Ceramic Part Processing | CENTOR | CENTORR Furnace Operation
P | MISS | Material, Identification, Surveillance and Stabilization | HGAS | Headspace Gas Analysis Sys | Headspace Gas Analysis System
P | MISS | Material, Identification, Surveillance and Stabilization | MISLC | MIS Large Can
P | MISS | Material, Identification, Surveillance and Stabilization | MISSC | MIS Small Can Sample
P | MTCHAR | Material Characterization | MTA | Material Analysis
P | MTCHAR | Material Characterization | MTPREP | Sample Material Preparation
P | MTCHAR | Material Characterization | XRD | X-Ray Diffraction
P | NCERC | National Criticality Experiments Center | COMET | Comet | DAF Only Support stand, two stacked hydraulic rams and a stepper motor drive. Comet is a general purpose critical assembly machine used to move nuclear materials into a critical configuration.
P | NCERC | National Criticality Experiments Center | FLATOP | Flat-Top | DAF Only Support table, two hydraulic rams and three stepper motor driven control rod drives. The Flat-Top critical assembly is a benchmark critical assembly consisting of a natural uranium reflector and two fissile cores, one enriched uranium, one plutonium.
P | NCERC | National Criticality Experiments Center | GODIVA | Godiva | DAF Only Core, hydraulic ram-driven safety block, compressed air cylinder-driven burst rod, 2 stepper-motor-driven control rods. A prompt burst critical assembly. The core consists of a stack of high enriched uranium rings and plates.
P | NCERC | National Criticality Experiments Center | NI | Nuclear Instrumentation | DAF Only Log-N, linear channel, startup counter, and area monitoring subsystems. Monitors the neutron leakage that is generated in the critical configuration.
P | NCERC | National Criticality Experiments Center | OIS | Operational Interlock System | DAF Only Part of SCRAM
P | NCERC | National Criticality Experiments Center | PLANET | Planet | DAF Only
P | NCERC | National Criticality Experiments Center | SCRAM | SCRAM | DAF Only Buttons, interlocks, horns, beacons. Provides an automatic shutdown of the critical assemblies due to a trip of the Nuclear Instruments, an operator pushing a manual SCRAM button, or a door being opened during remote operation. Also provides warning horns and beacons that indicate a critical assembly operation is underway. SCRAM Safety System (SSS), Operational Interlock System (OIS)
P | NCERC | National Criticality Experiments Center | SSS | SCRAM Safety System | DAF Only
P | NDA | Non-Destructive Analysis | CAL | Calorimeter | PF4 Only
P | NDA | Non-Destructive Analysis | ERGOHD | Ergo Material Handler | PF4 Only
P | NDA | Non-Destructive Analysis | IRNDA | Portable NDA Equipment | PF4 Only
P | NDA | Non-Destructive Analysis | ISO | Gamma Isotopic System | PF4 Only
P | NDA | Non-Destructive Analysis | NBC | Neutron Barrel Counter | PF4 Only
P | NDA | Non-Destructive Analysis | NMC | Neutron Multiplicity Counter | PF4 Only
P | NDA | Non-Destructive Analysis | NSC | Safeguards Neutron slab count. | Holdup/Safeguards Neutron Slab Counter PF4 Only
P | NDA | Non-Destructive Analysis | PANC | Passive/Active Neutron Counter | PF4 Only
P | NDA | Non-Destructive Analysis | RADSU | Radiography Unit | PF4 Only
P | NDA | Non-Destructive Analysis | SAI | Solution Assay Instrument | PF4 Only
P | NDA | Non-Destructive Analysis | SH2 | Uranium Shuffler | PF4 Only
P | NDA | Non-Destructive Analysis | SNAP | Special NDA Assay Platform | Special Non-Destructive Assay Platform PF4 Only
P | NDA | Non-Destructive Analysis | TGSD | Tomographic Gamma Scanner Drum | Tomographic Gamma Scanner, Drum PF4 Only
P | NDA | Non-Destructive Analysis | TNC | Thermal Neutron Counter | PF4 Only
P | NDA | Non-Destructive Analysis | WCAS | Crate Counter | PF4 Only
P | NDE | Non-Destructive Examination | CABRT | Cabinet Radiography Operations
P | NDE | Non-Destructive Examination | CAMERA | Camera
P | NDE | Non-Destructive Examination | DYEPEN | Dye Penetrant
P | NDE | Non-Destructive Examination | EDDY | Eddy Current
P | NDE | Non-Destructive Examination | NDMOS | NDE Measurement & Observation | Nondestructive measurement and observation measurement system
P | NDE | Non-Destructive Examination | VISUAL | Visual | Includes microscope, borescope, etc.
P | NDE | Non-Destructive Examination | X-RAY | X-Ray | Not for security.
P | NDE | Non-Destructive Examination | UT | Ultrasonic Testing
P | NONRAD | Non Radiological Laboratories | XPRDEV | Experimental Process Devlpmt | Experimental Process Development Op Sys & Sys created to allow procurement for Cold Lab Laboratory equipment.
P | OSRP | Off-Site Source Recovery Program | OSRPO | Pipe Overpack Container
P | OSRP | Off-Site Source Recovery Program | OSRPS | OSRP Material Staging | Off-Site Source Recovery Material Staging
R | PLW | Process Liquid Waste | AWS | Acid Waste System | TA55 Only
R | PLW | Process Liquid Waste | CWS | Caustic Waste System | TA55 Only
R | PLW | Process Liquid Waste | IWS | Industrial Waste System | TA55 Only
P | PRAD | Proton Radiography | PVCS | Pu_pRad Vessel Containment Sys | TA-53-0003, pRad Facility, Area C Only
P | PROG | Programs | CONOPS | CONOPS Performance Checks | Conduct of Operations Performance Checks No real equipment, but program. Includes F06 Quarterly Radioactive Material Inventory Surveillance
P | PROG | Programs | PSCS | Pressure Safety | Includes real and programmatic equipment. PROG/PSCS is just to be used for records where the system fluid cannot be determined. Use actual Op Sys & Sys when system fluid is known. For records with PROG/PSCS, the MEL record is to be updated with actual system fluid following the next field inspection by Pressure Safety.
P | PROG | Programs | CHEM | Chemical Inventory | No real equipment, but program.
P | PSAA | Power Source Assembly Area | PCW | Process Cooling Water | TA55-0005 Only
P | PSAA | Power Source Assembly Area | PSAVAC | PSAA Vacuum | TA55-0005 Only
P | PSAA | Power Source Assembly Area | PSPROD | Power Source Production | TA55-0005 Only
P | PSAA | Power Source Assembly Area | PSSHIP | Power Source Shipping | TA55-0005 Only
P | PSAA | Power Source Assembly Area | PSTEST | Power Source Testing | TA55-0005 Only
P | PSAA | Power Source Assembly Area | RGEN | Regen Gas | TA55-0005 Only
P | PVES | Pressure Vessels | CPV | Containment Pressure Vessels | TA55 Only
P | PVES | Pressure Vessels | HIP | Hot Isostatic Press | TA55 Only
P | PYRO | Pyrochemistry WG-Pu | CALDOR | Pu Metal Oxidation | PF4 Only
P | PYRO | Pyrochemistry WG-Pu | COAL | Coalescence | PF4 Only
| PYRO | Pyrochemistry WG-Pu | DOR | Direct Oxidation Reduction | PF4 Only
P | PYRO | Pyrochemistry WG-Pu | DORMC | Direct Metal OX Multi Cycle | Direct Metal Oxidation and Metal Chlorination PF4 Only
P | PYRO | Pyrochemistry WG-Pu | ER | Electrorefining | PF4 Only
| PYRO | Pyrochemistry WG-Pu | MC | Metal Chlorination | PF4 Only
P | PYRO | Pyrochemistry WG-Pu | SALTS | Salt Casting | PF4 Only
P | RC | Reactivity Controls | RC | Reactivity Controls | Legacy use in historical buildings where criticality experiments were carried out.
P | RDGRPH | Radiography | HYTEC | Radiography HYTEC
P | RDGRPH | Radiography | IRO | Interim Radiography Operations
P | RDGRPH | Radiography | RADSCB | Closed Beam Radiography
P | RDGRPH | Radiography | RADSOB | Open Beam Radiography
R | RLWCS | Low Level Waste Collection Systems | ILW | Industrial Liquid Waste
R | RLWCS | Low Level Waste Collection Systems | IWS | Industrial Waste System | IWS from PF4 goes to PLW, and is under that Op Sys.
R | RLWCS | Low Level Waste Collection Systems | LLWICS | LLW Internal Collection | Low Level Waste Internal Collection System
R | RLWCS | Low Level Waste Collection Systems | RLW | Radioactive Liq Waste Int Col | Radioactive Liquid Waste Interior Collection System
R | RLWCS | Low Level Waste Collection Systems | RLWECS | LLW Exterior Collection System
R | RLWCS | Low Level Waste Collection Systems | RLWICS | LLW Interior Collection System
R | RLWLLW | Low Level Waste Treatment System | CIP | Clean-in-Place | F10 Only
R | RLWLLW | Low Level Waste Treatment System | CL | Clarifiers | F10 Only
R | RLWLLW | Low Level Waste Treatment System | CSP | Chemical Supply Process | F10 Only
R | RLWLLW | Low Level Waste Treatment System | CUF | Centrifugal Ultra Filter | F10 Only
R | RLWLLW | Low Level Waste Treatment System | EFFEVP | Effluent Evaporation | F10 Only
R | RLWLLW | Low Level Waste Treatment System | GRVF | Gravity Filter | F10 Only
R | RLWLLW | Low Level Waste Treatment System | INF | Influent Storage | F10 Only
R | RLWLLW | Low Level Waste Treatment System | LLWSTO | Low Level Storage | F10 Only
R | RLWLLW | Low Level Waste Treatment System | MCRFLT | Microfiltration | 500230 Only
R | RLWLLW | Low Level Waste Treatment System | MF | Media Filter | F10 Only
R | RLWLLW | Low Level Waste Treatment System | PIX | Perchlorate Ion Exchange | F10 Only
R | RLWLLW | Low Level Waste Treatment System | POL | Polish and Sample Effluent | F10 Only
R | RLWLLW | Low Level Waste Treatment System | PRO | Primary Reverse Osmosis | F10 Only
R | RLWLLW | Low Level Waste Treatment System | RO | Reverse Osmosis | F10 Only
R | RLWLLW | Low Level Waste Treatment System | RVF | Rotary Vacuum Filter | F10 Only
R | RLWLLW | Low Level Waste Treatment System | SRO | Secondary RO | F10 Only
R | RLWLLW | Low Level Waste Treatment System | SW | Sanitary Waste | F10 Only
R | RLWLLW | Low Level Waste Treatment System | TUF | Tubular Ultra Filter | F10 Only
R | RLWLLW | Low Level Waste Treatment System | WEVP | Waste Evaporation | F10 Only
R | RLWLLW | Low Level Waste Treatment System | WM2 | WM2 Inf - Eff Distribution | WM2 Influent - Effluent Distribution F10 Only
R | RLWLLW | Low Level Waste Treatment System | WMRM | Waste Mitigation Risk Mgmt | F10 Only
R | RLWLLW | Low Level Waste Treatment System | SET | Solar Evaporation Tanks | F10 Only
R | RLWTRU | TRU Systems | INF | Influent Storage | F10 Only
R | RLWTRU | TRU Systems | TCS | TRU Collection and Storage | F10 Only
R | RLWTRU | TRU Systems | TINF | TLW or TRU Influent Storage | F10 Only
R | RLWTRU | TRU Systems | TLT | TRU Liquid Treatment | F10 Only
R | RLWTRU | TRU Systems | TST | TRU Sludge Treatment | F10 Only
P | ROBOT | Robot | ROBOT | Robot | A system or equipment for remotely handling material or tools.
R | SD | Steam Distribution | CON | Condensate | This is for inside buildings, not Utilties that runs around site. That is USD/CRS.
R | SD | Steam Distribution | STM | Steam | This is for inside buildings, not Utilties that runs around site. That is USD/STM.
R | SEC | Security | AACS | Automated Access Control | Badge readers, personal identification number (PIN) entry keypads (RAPs), biometric devices, door strikes, electric latches, door openers/closers/holders. Turnstiles under TBD, PPIV booths
R | SEC | Security | ARGUS | Argus System
R | SEC | Security | ECF | Entrance Control Facility | Use for security x-ray equipment, SNM detectors, and cameras. Guardrails & Barriers (Barriers used to restrict traffic for security reasons, slow approach, even hydraulic pop-up barriers at entrance gates)
R | SEC | Security | IDS | Intrusion Detection System | Intrusion detection inside the perimeter, includes detection, & alarms
P | SEC | Security | MARTRK | Material at Risk Tracker | Software name is Laboratory Information Management system (LIMS).
R | SEC | Security | PASS | PASS Site Access Control | Site Access Control System
R | SEC | Security | PIDAS | Perimeter Intrusion Det/Asmnt | Perimeter Intrusion Detection/Assessment (& Delay) Radio communications, microwave detection systems, metal detectors, tamper indicating switches, security tower, security cameras, guard stations, security lighting, etc.
R | SEC | Security | SAFE | Safe | Use for source safes like at TWF.
R | SEC | Security | VTR | Vault Type Room | Structural assemblies
P | SNMST | Special Nuclear Material Storage | FRS | Fire Rated Safes
P | SNMST | Special Nuclear Material Storage | KRX | Kardex | PF4 Only
P | SNMST | Special Nuclear Material Storage | SAFES | Safes, SNM
P | SNMST | Special Nuclear Material Storage | STRG | NonCredited SNM Storage | PF4 Only
P | SNMST | Special Nuclear Material Storage | STRGC | Shelves, Storage Racks, Cages | Shelves, Storage Racks, Cages and Kardex PF4 Only. Credited shelves, storage racks, cages, Kardex Stores SNM, prevents criticality including during a seismic event.
R | TCONF | Tertiary Confinement | CONF | Confinement, Structure | Confinement used exclusively for radiological barrier (doors included) and marine doors.
R | TCONF | Tertiary Confinement | HVACCF | Confinement, Ventilation | Including VFDs
R | TCONF | Tertiary Confinement | WCFD | Confinement, Non-Credited | Confinement, Non-Credited Walls, Ceilings, Floors, and Doors
P | TEST | Testing Operations | DAQ | Data Acquisition | F03 Only
P | TEST | Testing Operations | MECH | Mechanical | F03 Only
P | TEST | Testing Operations | SHKVIB | Shock and Vibration | F03 Only
P | TEST | Testing Operations | THERML | Thermal | F03 Only
R | TOOL | Tool | SHOPEQ | Stationary tools | Tools expected to be stationary such as large drill presses or lathes.
R | TOOL | Tool | PORTL | Portable tools | If it is designed to be moved, but not down the road, it is likely this Sys. Examples: carts designed to push around a building regardless of what is on the cart such as a welder, pressure tester, small air compressor, etc.; tools designed to be taken to the jobsite such as electric drills, chainsaws, skill saws, etc. Includes test equipment such as multi-meters, breaker test rigs, gas detectors, or a pressure test rig. Includes porta pots. Walk-behind snow blowers, walk-behind mowers, and weed eaters. Large mowers that are at times attached to tractors. Loader buckets, dozer blades, back blades, etc., that can be attached to tractors. Snow plows to be attached to trucks or tractors.
P | TRIT | Tritium | GTE | Gas Treatment, Effluent (SRL) | PF4 only
P | TRIT | Tritium | GTF | Gas Treatment, Furnace (SRL) | PF4 only
P | TRIT | Tritium | HIS | Hot-Inlet System | 160205 only
P | TRIT | Tritium | TCV | Tritium Containment Vessel
P | TRIT | Tritium | TGCS | Tritium Gas Containment System | 160205 only
P | TRIT | Tritium | TMS | Tritium Monitoring System | 160205 and F01 only
R | TRU | Transuranic Liquid Waste | INF | Influent Storage | F10 Only
R | TRU | Transuranic Liquid Waste | TCS | TRU Collection and Storage | F10 Only
R | TRU | Transuranic Liquid Waste | TLT | TRU Liquid Treatment | F10 Only
R | TRU | Transuranic Liquid Waste | TST | TRU Sludge Treatment | F10 Only
P | UOPS | Uranium Ops | UEE | Uranium Electrolytic Etching
P | UOPS | Uranium Ops | UOX | Uranium Oxidation
U | UCOMM | Utilities Communications | TEL | Telecommunications
U | UEG | Utilities Electrical Generation | GTG | Gas Turbine Generator
U | UEG | Utilities Electrical Generation | NGC | Natural Gas Compressor | For use in combustion gas turbine.
U | UEG | Utilities Electrical Generation | STG | Steam Turbine Generator | The STGs at LANL have been abandoned in place. Instrument air, motor control and low voltage electrical, generator breaker, lube oil, cooling tower, etc. may have STG system designator.
U | UES | Utilities Electrical Supply | ET | Electrical Trans (115kV) | Electrical Transmission (115kV) Includes transformers, substations, switches, controls and devices, towers, poles, crossarms & insulators, ductbanks, manholes, handholes, raceways, etc.
U | UES | Utilities Electrical Supply | ETXX | Electrical Trans (115kV) | Electrical Transmission (115kV) Example: ET03, ETMP ("x" represent specific numbers or designators)
U | UES | Utilities Electrical Supply | ED | Electrical Distribution | 15 kVIncludes transformers, substations, switches, controls and devices, towers, poles, crossarms & insulators, ductbanks, manholes, handholes, raceways, etc.
U | UES | Utilities Electrical Supply | EDXXXX | Electrical Distribution (15kV) | Example: EDSM01, EDTA03 ("x" represent specific numbers or designators)
U | UES | Utilities Electrical Supply | EM | Electrical Meter
U | UES | Utilities Electrical Supply | EMXXXX | Electric Meter | Example: EMS4, EMS17 ("x" represent specific numbers or designators)
U | UES | Utilities Electrical Supply | LTGST | Light, Street | Street and Parking Lot Lights
U | UNG | Utilities Natural Gas | NG | Natural Gas | High Pressure (>5psig) Natural Gas piping and components Natural Gas Distribution (NG1 - 5) becomes NG just outside and within facilities for heating and process equipment such as furnaces. The Op Sys then also changes to just FS as it is no longer under Utilities.
U | UNG | Utilities Natural Gas | NG1 | Natural Gas Distribution | TAs 3, 60, 61
U | UNG | Utilities Natural Gas | NG2 | Natural Gas Distribution | TAs 6, 8, 9, 15, 16, 22, 69
U | UNG | Utilities Natural Gas | NG3 | Natural Gas Distribution | TAs 39, 49
U | UNG | Utilities Natural Gas | NG4 | Natural Gas Distribution | TAs 53
U | UNG | Utilities Natural Gas | NG5 | Natural Gas Distribution | TAs 35, 46, 48, 50-52, 54, 55, 59, 63, 64, 66
U | URG | Utilities Roads and Grounds | BRIDGE | Bridges
U | URG | Utilities Roads and Grounds | PAVMNT | Pavement | Includes Roads, Curbs, Gutters, Trails, Striping, Parking Lots, Sidewalks, Signage
U | URG | Utilities Roads and Grounds | SI | Site Improvements | IncluIncludes Fencing & Gates, Retaining Walls & Freestanding Walls, Signage, Fountains & Pools, Terrace and Perimeter Walls, Flagpoles, Landscaping, Planters, Irrigation Systems, Sidewalks, Stairs, etc. Basically any UI-owned infrastructure [not building-owned (BLDG/SI) or SEC/PIDAS)].des Fencing & Gates, Retaining Walls & Freestanding Walls, Signage, Fountains & Pools, Terrace and Perimeter Walls, Flagpoles, Landscaping, Planters, Irrigation Systems, etc.
U | URG | Utilities Roads and Grounds | SIGNAL | Traffic Signals
U | URG | Utilities Roads and Grounds | USTW | Utilities Storm water | For stormwater under jurisdiction of Roads and Grounds. For individual buildings See WSTWTR/STW.
U | URG | Utilities Roads and Grounds | VB | Vehicle Barriers | Includes credited barriers preventing vehicles impacting critical facility structures as well as those for general traffic control or in lieu of guardrails) (Includes bollards, jersey barriers, cables, etc.) Barriers used for security purposes are under SEC/ECF.
U | USD | Utilities Steam Distribution | BWS | Boiler Water Supply | Includes boilers, feedwater, makeup, blowdown, chemical addition, tanks, including air separators, etc.
U | USD | Utilities Steam Distribution | BLR | Boilers | Includes forced draft fans, flue gas recirculating fans, safety valves, etc.
U | USD | Utilities Steam Distribution | CRS | Condensate Return System | Condensate being returned from buildings to steam plant
U | USD | Utilities Steam Distribution | TW | Tower Water
U | USD | Utilities Steam Distribution | STM | Steam | Steam Distribution Systems (From Central Plant) Includes manholes and pits.
U | UWS | Utilities Water Supply | WD | Water Distribution | Use this for the water distribution loop around site, water storage tanks, fire hydrants and block valves outside building jurisdictions, pumping stations, etc. For dedicated FWSTs, see Fire Protection. TA00 – Utility water distribution line segment crossing multiple TAs
U | UWS | Utilities Water Supply | WD1 | Water Distribution Area 1 | TAs 00, 53, 61, and 72
U | UWS | Utilities Water Supply | WD2 | Water Distribution Area 2 | TAs 00, 02, 21, 41, 43, and 73
U | UWS | Utilities Water Supply | WD3 | Water Distribution Area 3 | TAs 00, 03, 58, 59, and 60
U | UWS | Utilities Water Supply | WD4 | Water Distribution Area 4 | TAs 00, 48 and 64
U | UWS | Utilities Water Supply | WD5 | Water Distribution Area 5 | TAs 00 and 55
U | UWS | Utilities Water Supply | WD6 | Water Distribution Area 6 | TAs 00 and 16
U | UWS | Utilities Water Supply | WD7 | Water Distribution Area 7 | TAs 00, 06, 08, 09, 22, 40 and 69
U | UWS | Utilities Water Supply | WD8 | Water Distribution Area 8 | TAs 00, 11, 14 and 15
U | UWS | Utilities Water Supply | WD9 | Water Distribution Area 9 | TAs 00, 35, and 50
U | UWS | Utilities Water Supply | WD10 | Water Distribution Area 10 | TAs 00, 36, 52, and 63
U | UWS | Utilities Water Supply | WD11 | Water Distribution Area 11 | TAs 00, 18, 36, and 54
U | UWS | Utilities Water Supply | WD12 | Water Distribution Area 12 | TAs 00, 46 and 51
U | UWS | Utilities Water Supply | WD13 | Water Distribution Area 13 | TAs 00, 33, 39, and 49
U | UWSTWR | Utilities Waste Water | STP | Sewage Treatment Plant
U | UWSTWR | Utilities Wastewater | WW | Wastewater - System Wide
U | UWSTWR | Utilities Wastewater | WW1 | Wastewater Area 1
U | UWSTWR | Utilities Wastewater | WW2 | Wastewater Area 2
U | UWSTWR | Utilities Wastewater | WW3 | Wastewater Area 3
U | UWSTWR | Utilities Wastewater | WW4 | Wastewater Area 4
U | UWSTWR | Utilities Wastewater | WW5 | Wastewater Area 5
U | UWSTWR | Utilities Wastewater | WW6 | Wastewater Area 6
U | UWSTWR | Utilities Wastewater | WW7 | Wastewater Area 7
U | UWSTWR | Utilities Wastewater | WW8 | Wastewater Area 8
U | UWSTWR | Utilities Wastewater | WW9 | Wastewater Area 9
U | UWSTWR | Utilities Wastewater | WW10 | Wastewater Area 10
U | UWSTWR | Utilities Wastewater | WW11 | Wastewater Area 11
U | UWSTWR | Utilities Wastewater | WW12 | Wastewater Area 12
U | UWSTWR | Utilities Wastewater | WW13 | Wastewater Area 13
R | VAC | Vacuum | DV | Dry Vacuum | In PF4, all DV in Area 300
R | VAC | Vacuum | DRYVAC | Dry Vacuum | RLUOB only
R | VAC | Vacuum | HEPVAC | Portable HEPA Vacuums
R | VAC | Vacuum | HDV | House Dry Vacuum | In PF4, all HDV in Areas 100, 200, and 400
R | VAC | Vacuum | HPV | Health Physics Vacuum
R | VAC | Vacuum | MVP | Miscellaneous Vacuum Pumps | In PF4, all 1st floor dry vacs are MVP
R | VAC | Vacuum | VAC | Vacuum
R | VAC | Vacuum | WV | Wet Vacuum
R | VHCL | Vehicle | MOT | Motorized | Trucks, tractors, loaders, riding mowers, ATVs/OHVs, etc. For equipment designed to go down the road. Not for anything associated with lifting such as cranes, fork lifts, man lifts, rigging, etc.
R | VHCL | Vehicle | NMOT | Non-Motorized | Trailers of all types from small cargo trailers to belly dump pulled by tandem axle truck tractors. Usually have a tag.
R | VNT | Ventilation System | CCHW | Central Circ Heating Water | Central Circulating Heating Water F01 only. Others use Op Sys HVACR. For boilers, feedwater, makeup, blowdown, chemical addition, relief valves, tanks, including air separators., pumps, PDIs, duct mounted smoke detectors, pneumatic controls (includes VAVs), etc.
R | VNT | Ventilation System | CVS | Confinement Ventilation System | 50-0069 only
R | VNT | Ventilation System | EXH | Exhaust | Process Exhaust F01 only. Others use Op Sys HVACR. Includes fans, even fume hood and glove box exhaust fans, and stacks. The dampers/valves in exhaust from fume hoods and gloveboxes belong to the fume hood or glovebox.
R | VNT | Ventilation System | HVAC | Ventilation, Nuclear | F01 and 50-0069 only. Others use Op Sys HVACR. Ventilation Systems Ductwork and Plenums This Sys title at TA55 Only, may include buildings other than PF4. Use guidance from EXH Sys above.
R | VNT | Ventilation System | HW | Heating Water | F01 only. Others use Op Sys HVACR. Includes boilers, feedwater, makeup, blowdown, chemical addition, tanks, including air separators, forced draft fans, flue gas recirculating fans, safety valves, etc.
R | VNT | Ventilation System | NNHVAC | Ventilation, Non-Nuclear | F01 only. Others use Op Sys HVACR.
P | WASTE | Waste management | RADW | Solid Waste Processing | Radioactive and Mixed Solid Waste Processing For tools and equipment that deal with solid radioactive waste. The tools and equipment themselves are not waste.
P | WELD | Welding | 1219W | 1219 Welder
P | WELD | Welding | 267W | 267 Welder
P | WELD | Welding | 295W | 295 Welder
P | WELD | Welding | 297W | 297 Welder
P | WELD | Welding | EBEAM | Electron Beam
P | WELD | Welding | GTA | Tungsten Arc Welding Op | Gas Tungsten Arc Welding Operation
P | WELD | Welding | HVEBW | High Voltage EBEAM Welder
P | WELD | Welding | IPGW | IPG Welder
P | WELD | Welding | HSCG | HS Calibration Gas System
P | WELD | Welding | LSRWLD | Laser, Weld
P | WELD | Welding | LVEBW | LV Electron Beam Welder | Low Voltage Electron Beam Welder
P | WELD | Welding | MOXW | MOX Welder
P | WELD | Welding | PIGMA | PIGMA Welder
P | WELD | Welding | YBLAZR | YB Laser Welder
P | WGCHAR | WG Characterization | ACHAR | ACHEM Characterization 239 | Analytical Chemistry Characterization
P | WGCHAR | WG Characterization | OXPRO | Oxide Processing
R | WS | Water Supply | DEMIN | Demineralized Water
R | WS | Water Supply | DIS | Distilled Water
R | WS | Water Supply | DIW | Deionized Water
R | WS | Water Supply | IW | Industrial Water
R | WS | Water Supply | IWH | Industrial Water Hot | 550005 Only
R | WS | Water Supply | MKUP | Makeup Water
R | WS | Water Supply | NPW | Non-Potable Water
R | WS | Water Supply | NPWC | Non-Potable Water Cold
R | WS | Water Supply | NPWH | Non-Potable Water Hot
R | WS | Water Supply | PW | Potable Water
R | WS | Water Supply | PWH | Potable Water Hot | Includes storage tanks, booster pumps & motors, water heaters, and water treatment equipment. Some buildings use PW even for hot potable water. Check tags and drawings.
R | WS | Water Supply | RO | Reverse Osmosis
R | WS | Water Supply | PWT | Potable Water Tepid | Includes storage tanks, booster pumps & motors, water heaters, and water treatment equipment. 550400 & 550440 use this for their emergency showers, eyewash, etc. instead of IS/OSHA.
R | WSTWTR | Waste Water | EFLD | Effluent Discharge | Not storm water, not sanitary, suitable for discharge to environment. Example, cooling tower blowdown and sewage plant effluent.
R | WSTWTR | Waste Water | LCONT | Liquid Containment | TWF Only. This is for the pavement around buildings that ensures any liquid spill drains to the retention basin.
R | WSTWTR | Waste Water | STW | Stormwater | For individual buildings. Once Stormwater leaves building jurisdiction it comes under Utilities’ Roads and Grounds. See RNG/STW.
R | WSTWTR | Waste Water | SWP | Sanitary Sewer | Use for sumps and pumps, interceptors, oil separators, etc. Includes usual restroom equipment that connect to sanitary sewer.

## 5. 210 Ref
OpSys Index Note: OpSys Index and System List are used to generate drop downs on worksheet |  | System List | Section 210 Selection Guidance | Section 210 Summary of Changes
OSI | OpSys | OSI SI |  | Since 2022-Dec-15
AAC | Actinide Analytical Chemistry | AAC | Gas cylinders/bottles supplying specific equipment are part of the equipment’s OSI and SI, e.g. a N2 cylinder, and its associated PRV, supplying an analyzer would have the same OSI and SI as the analyzer. | Day-Month-Year
ACHEM | Analytical Chemistry | ACIDDV |  | 15-FEB-23 cn
AO | Assembly Operation | CVD | VFD’s and CDD’s belong to the System they power. | Changed Op Sys NDE Name from Non-Destructive Evaluation to Non-Destructive Examination, and removed constraint “PF4 Only”.
AQCL | Aqueous Chloride | HCE |  | Added H2 as a System under Op Sys FS for fueling hydrogen powered vehicles.
AQN | Aqueous Nitrate | OVEN | Where the official System name exceeds 30 characters, the complete name will be in the Notes field at the top of any info. The text color should be blue. Double space before adding any other info. | Added new OS&S ROBOT/ROBOT
ARIES | Advanced Recovery and Integrated Extraction System | RMS |  | Added new Systems CAMERA and VISUAL under Op Sys NDE.
ASR | Aqueous Scrap Recovery | SD
BLDG | Building | ACHEM |  | 23-FEB-23 cn
CGS | Compressed Gas Supply | ACIDDV |  | Added System HVOP, Harvesting, under Op Sys HSCHAR.
COMM | Communications | CSPEC
CONT | Containers | R5 |  | 17-APR-23 cn
COOLW | Cooling Water System | SEM |  | Deleted Sys HAAS, HAAS Lathe, under Op Sys HSCHAR.
CRIT | Credited Criticality Safety | SMPPRP
CRUC | Crucibles | SOLA |  | 17-APR-23 cn
CS | Chemical Supply | SOLCHM |  | Added Sys STRAP under Op Sys CONT
CTRL | Control Systems | AO
DRYOPS | Material Preparation | BRUSH |  | 26-APR-23 cn
DTO | Dynamic Testing Operations | CLNOP |  | Under Op Sys RLWLLW, changed the name of MF from Microfiltration to Media Filter
ECS | Environmental Chamber System | CRIMP |  | Under Op Sys LLWPRC, deleted Sys MF.
ENCL | Enclosures | DOWNDR |  | For RLWLLW/MCRFLT, changed "F10 Only" to "500230 Only".
ES | Electrical Systems | ECM |  | Deleted the following Op Sys / Sys combinations:
FGA | Facility Gases and Air | EVB |  | AO/LAZSMP
FND | Foundry Operations | FDENSE |  | ARIES/PITD
FP | Fire Protection | FMASS |  | ARIES/PSF
FS | Fuel Supply | INERT |  | MACH/NNMACH
FSTF | Full Scale Test Facility | LAZMK |  | PYROLS/HYDFLO
HEP | High Explosives Processing | LEAKS |  | NDE/UCAL
HMP | Hazard Monitoring and Protection | PTEST |  | NDA/TGSC
HSCHAR | HS-Pu Characterization | SBPREP |  | Deleted Op Sys SMPFAB
HSFF | HS-Pu Fuel Fabrication | SUBLT
HVACR | Heating, Ventilation, Air Conditioning, and Refrigeration | ULTRAC |  | 8-MAY-23 cn
HYDRLC | Heating, Ventilation, Air Conditioning, and Refrigeration | AQCL |  | Deleted PYROLS (Pyrolysis HS-Pu / TSCM (Thermal Stabilization 238).
INSP | Inspection | AMDO
IPFCOL | IPF Process Cooling | AQCLTP
IS | Industrial Safety | CALCL
LIFT | Lifting & Rigging | CLEAR
LLW | Low Level Waste | CRUSH
LLWBLP | Low Level Waste Balance of Plant | DISSCL
LLWPRC | Low Level Waste Process | HYDCL
MACH | Machining | IXCL
MAGGEN | Magnetic Generator | OHCL
MCPP | Metals & Ceramic Part Processing | OXCL
MISS | Material, Identification, Surveillance and Stabilization | SX
MTCHAR | Material Characterization | AQN
NCERC | National Criticality Experiments Center | 400FRN
NDA | Non-Destructive Analysis | ATLIX
NDE | Non-Destructive Examination | CASDIS
NONRAD | Non Radiological Laboratories | CF
OSRP | Off-Site Source Recovery Program | EDDIS
PLW | Process Liquid Waste | EV
PRAD | Proton Radiography | HD
PROG | Programs | HNO3P
PSAA | Power Source Assembly Area | NARS
PVES | Pressure Vessels | PMO
PYRO | Pyrochemistry WG-Pu | RESIN
RC | Reactivity Controls | RFXCAL
RDGRPH | Radiography | RFXIX
RLWCS | Low Level Waste Collection Systems | RFXOXP
RLWLLW | Low Level Waste Treatment System | ARIES
RLWTRU | TRU Systems | ACONV
ROBOT | Robot | APC
SD | Steam Distribution | CONCAN
SEC | Security | DMO2
SNMST | Special Nuclear Material Storage | DMO3
TCONF | Tertiary Confinement | ELDE
TEST | Testing Operations | HEUOPS
TGHS | Testing Operations | ILMS
TOOL | Tool | INCAN
TRIT | Tritium | NDAPDC
TRU | Transuranic Liquid Waste | OUTCAN
TWTS | Transuranic Liquid Waste | RIPS
UCOMM | Transuranic Liquid Waste | ASR
UEG | Utilities Electrical Generation | BLML
UES | Utilities Electrical Supply | CALC
UNG | Utilities Natural Gas | DISS
UOPS | Utilities Natural Gas | HSVV
URG | Utilities Roads and Grounds | HYDPRE
USD | Utilities Steam Distribution | IXASR
UWS | Utilities Water Supply | OXPRE
UWSTWR | Utilities Wastewater | BLDG
VAC | Vacuum | BSTR
VHCL | Vehicle | COSTOR
VNT | Ventilation System | EXTFNS
WASTE | Waste management | FIRING
WELD | Welding | FIXLDR
WGCHAR | WG Characterization | GENBLD
WS | Water Supply | KITCHN
WSTWTR | Waste Water | LAB
LDRY
NSB
ROOF
SI
CGS
AR
AR100
CA
CG
CH4
CL2
CLDEL
CLDET
CO2
FGAS
H2
H2S
HE
IAS
LAR
LN2
MULTI
N2
N2100
N2H2
O2
P10
PCA
REGEN
RL
XE
COMM
CCTV
LPS
PA
RC
REDNET
SPAS
TEL
CONT
CNTRC
EHS
EVIN
MIS
POC
SCNTR
SMPCNT
STRAP
TYPEA
TYPEB
VWBC
COOLW
CCCW
LVCCW
NPCCW
NPCCWR
NPCCWS
PPCCW
PPCCWR
PPCCWS
TW
VCCW
CRIT
CARTS
CRITSP
CRUC
CRUCC
CRUCNC
CS
ALNO3
BIOCID
CSC
CSP
CSTBS
FECL3
FESUL
H2O2
H2SO4
HCL
HFA
HNO3
KOH
MGCL2
MGSO4
NACIT
NAHSO3
NAOCL
NAOH
SO2
CTRL
BAS
BPCS
FCS
FMS
ICS
LCS
SCADA
DRYOPS
BURN
CALCDO
DTO
40MM
40MMTK
IFIT
IFITAT
IFITRD
KBOP
MLT
ECS
ECOPS
ENCL
COVER
ENCLBE
GB
GBE
OM
SPRTC
SPRTNC
TRLLY
WCG
ES
130VDC
APS
CP
EBP
EDS
EP
FDG
GND
LPT
LTGEXT
LTGINT
OBP
PDS
PV
SES
SPOS
UPS
UPS391
FGA
AR
BA
CA
H2
HE
LN2
N2
O2
FND
CAST
FRNOPS
FP
FBP
FCA
FEXT
FP
FPD
FPS
FPW
FSHWI
FS
FO
H2
LPG
NG
FSTF
FSTFH2
FSTFRC
FSTFU
GASOPS
HEP
HEMACH
PREP
VAC
WASTE
HMP
ARD
BMSTP
CAMS
CAS
CO
ESM
FASS
HAZD
HEP
O2R
PCM
PSS
RADMON
RMS
SHLD
SM
HSCHAR
238SEM
ASPEC
CALOR
DCARC
ELTEST
GASS
GSPEC
HELKCK
HSACHE
HSAGE
HSCAN
HSSEM
HSUT
HVOP
MET
NER
PARSA
UVVIS
WND
HSFF
GRAN
HSFURN
PELPR
HVACR
CCHW
CVS
CW
EXH
HR
HVAC
HVACOB
HVACRL
HVACUB
HW
LRW
PCW
PG
SCW
SHW
TW
HYDRLC
HYDRLC
INSP
CMM1
CMM2
CMM3
CMMC
CMMH
CVIS
EDGBRK
OC
PROFO
SHADOW
SHEFF
IPFCOL
INTCOL
MAGCOL
TGTCOL
IS
BA
FALPRO
OSHA
STOR
LIFT
DOCKEQ
ELV
HC
MBLEQ
RACK
RGNG
TRUDOC
LLW
EFF
UF
LLWBLP
AR
AS
BAS
BLDG
CA
CS
CW
ED
EP
FBP
FCS
FIXLDR
FP
HR
HVAC
HW
LPT
LTG
NG
NPW
P10
PCW
PW
RG
RMS
SS
VAC
LLWPRC
CS
EFL
HVAC
INF
IX
LLWICS
MCRFLT
RO
RXN
SECW
MACH
BOSTO
DMU35
FMLATH
HAASL1
LATS
LBASE
MDMU
MDRILL
MHARD1
MHARD2
MHARD3
MLATHE
MMS
PRECI1
PRECI2
RBLATH
TBASE1
TBASE2
TPRESS
MAGGEN
CI
DS
DSC
EX
EXC
GAD
GC
GD
GJ
GLO
GLOC
GW
HEAT
MCPP
CENTOR
MISS
HGAS
MISLC
MISSC
MTCHAR
MTA
MTPREP
XRD
NCERC
COMET
FLATOP
GODIVA
NI
OIS
PLANET
SCRAM
SSS
NDA
CAL
ERGOHD
IRNDA
ISO
NBC
NMC
NSC
PANC
RADSU
SAI
SH2
SNAP
TGSD
TNC
WCAS
NDE
CABRT
CAMERA
DYEPEN
EDDY
NDMOS
UT
VISUAL
X-RAY
NONRAD
XPRDEV
OSRP
OSRPO
OSRPS
PLW
AWS
CWS
IWS
PRAD
PVCS
PROG
CHEM
CONOPS
PSCS
PSAA
PCW
PSAVAC
PSPROD
PSSHIP
PSTEST
RGEN
PVES
CPV
HIP
PYRO
CALDOR
COAL
DOR
DORMC
ER
MC
SALTS
RC
RC
RDGRPH
HYTEC
IRO
RADSCB
RADSOB
RLWCS
ILW
IWS
LLWICS
RLW
RLWECS
RLWICS
RLWLLW
CIP
CL
CSP
CUF
EFFEVP
GRVF
INF
LLWSTO
MCRFLT
MF
PIX
POL
PRO
RO
RVF
SET
SRO
SW
TUF
WEVP
WM2
WMRM
RLWTRU
INF
TCS
TINF
TLT
TST
ROBOT
ROBOT
SD
CON
STM
SEC
AACS
ARGUS
ECF
IDS
MARTRK
PASS
PIDAS
SAFE
VTR
SNMST
FRS
KRX
SAFES
STRG
STRGC
TCONF
CONF
HVACCF
WCFD
TEST
DAQ
MECH
SHKVIB
THERML
TGHS
TGHS
TOOL
PORTL
SHOPEQ
TRIT
GTE
GTF
HIS
TCV
TGCS
TMS
TRU
INF
TCS
TLT
TST
TWTS
TWTS
UCOMM
TEL
UEG
GTG
NGC
STG
UES
ED
EDXXXX
EM
EMXXXX
ET
ETXX
LTGST
UNG
NG
NG1
NG2
NG3
NG4
NG5
UOPS
UEE
UOX
URG
BRIDGE
PAVMNT
SI
SIGNAL
USTW
VB
USD
BLR
BWS
CRS
STM
TW
UWS
WD
WD1
WD10
WD11
WD12
WD13
WD2
WD3
WD4
WD5
WD6
WD7
WD8
WD9
UWSTWR
STP
WW
WW1
WW10
WW11
WW12
WW13
WW2
WW3
WW4
WW5
WW6
WW7
WW8
WW9
VAC
DRYVAC
DV
HDV
HEPVAC
HPV
MVP
VAC
WV
VHCL
MOT
NMOT
VNT
CCHW
CVS
EXH
HVAC
HW
NNHVAC
WASTE
RADW
WELD
1219W
267W
295W
297W
EBEAM
GTA
HSCG
HVEBW
IPGW
LSRWLD
LVEBW
MOXW
PIGMA
YBLAZR
WGCHAR
ACHAR
OXPRO
WS
DEMIN
DIS
DIW
IW
IWH
MKUP
NPW
NPWC
NPWH
PW
PWH
PWT
RO
WSTWTR
EFLD
LCONT
STW
SWP

## 6. Sec 230 Type_SubType
Section 230: Types and Subtypes for Equipment Items
Type | Type Name | Subtype | Subtype Name | Notes | Origin | Primary Discipline
ACTUAT | Actuator | ACTA | Air |  | LANL | Mech
ACTUAT | Actuator | ACTE | Electrical |  | LANL | Mech
ACTUAT | Actuator | ACTR | Generic |  | ASME | Mech
ADA | American Disabilities Act | LWI | Lift, Wheelchair, Inclined |  | LANL | C/S/Arch
ADA | American Disabilities Act | LWV | Lift, Wheelchair, Vertical |  | LANL | C/S/Arch
ADA | American Disabilities Act | RAMP | Ramp (Bldg./sidewalk) |  | LANL | C/S/Arch
AED | Auto External Defibrillator | AED | Auto External Defibrillator |  | LANL | C/S/Arch
AGITR | Agitator | AGT | Agitator |  | 803.1 | Mech
AIRBOX | Airbox | ACB | Atmospheric Control Box |  | LANL | Mech
AIRBOX | Airbox | CAV | Constant Air Volume |  | LANL | Mech
AIRBOX | Airbox | FVAV | Variable Air Volume Box w/Fan |  | LANL | Mech
AIRBOX | Airbox | PV | Phoenix Valve |  | LANL | Mech
AIRBOX | Airbox | VAV | Variable Air Volume |  | ASH4 | Mech
ALARM | Alarm | AA | Analyzer |  | 5.1 | I&C
ALARM | Alarm | AGA | Combustible Gas |  | LANL | I&C
ALARM | Alarm | ALC | Carbon Monoxide |  | LANL | I&C
ALARM | Alarm | ALCD | Carbon Dioxide |  | LANL | I&C
ALARM | Alarm | ALM | Alarm |  | 803.1 | I&C
ALARM | Alarm | ANN | Annunciator |  | 803.1 | I&C
ALARM | Alarm | FA | Flow |  | 5.1 | I&C
ALARM | Alarm | HACP | HVAC Bldg. | 030141 Only | LANL | I&C
ALARM | Alarm | LA | Level |  | 5.1 | I&C
ALARM | Alarm | LAL | Level, Low |  | 5.1 | I&C
ALARM | Alarm | LAH | Level, High |  | 5.1 | I&C
ALARM | Alarm | LAHH | Level, High-High |  | 5.1 | I&C
ALARM | Alarm | MOA | Motor |  | 5.1 | I&C
ALARM | Alarm | NAA | Notification Appliance, Audio |  | 5.1 | I&C
ALARM | Alarm | NAAV | Notif Appl, Audio and Visual |  | 5.1 | I&C
ALARM | Alarm | NAV | Notification Appliance, Visual |  | 5.1 | I&C
ALARM | Alarm | OIA | Oxygen, Indicating | Use for monitors that alarm when low oxygen in room for personnel safety | 5.1 | I&C
ALARM | Alarm | OMA | Oxygen, monitoring | Not for personnel safety, that is ALARM/OIA | LANL | I&C
ALARM | Alarm | OM | Oxygen, monitoring | Legacy use, use ALARM/MA now. Not for personnel safety, that is ALARM/OIA | 5.1 | I&C
ALARM | Alarm | PA | Pressure |  | 5.1 | I&C
ALARM | Alarm | RA | Radiation |  | 5.1 | I&C
ALARM | Alarm | RLT | Access, Red-light |  | LANL | I&C
ALARM | Alarm | TA | Temperature |  | 5.1 | I&C
ALARM | Alarm | VA | Vibration |  | 5.1 | I&C
ALARM | Alarm | VAHH | Vibration, High-High |  | 5.1 | I&C
ALARM | Alarm | XA | Special |  | 5.1 | I&C
ALARM | Alarm | ZA | Zone or Position |  | 5.1 | I&C
ANCHOR | Anchor | ANCR | Wall, Ceiling, Floor etc. |  | LANL | C/S/Arch
ANLYZR | Analyzer | AE | Analytical Instrument |  | LANL | I&C
ANLYZR | Analyzer | AI | Analyzer | Generic use, can also stand for Analyzer, Indicating. Acronym is not "AL". | 5.1 | I&C
ANLYZR | Analyzer | AO | Analyzer, O2 Controller | Used here as oxygen analyzer and controller, preferred to use MONITR/OM | LANL | I&C
ANLYZR | Analyzer | AW | Well | As in well sampler | 5.1 | I&C
ANLYZR | Analyzer | IN | Generic | RLUOB only | LANL | I&C
ANLYZR | Analyzer | RGA | Residual Gas |  | LANL | Process
ANLYZR | Analyzer | SPEC | Mass Spectrometer or other |  | LANL | M&TE
ANLYZR | Analyzer | XRD | X-ray Powder Diffraction |  | LANL | M&TE
ANLYZR | Analyzer | XRF | X-ray Fluorescence Spectro | X-ray Fluorescence Spectrometer | LANL | M&TE
APLNCE | Appliance | CDRY | Household Dryer |  | LANL | Mech
APLNCE | Appliance | DSHW | Dish/glass washer/sterilizer |  | LANL | Mech
APLNCE | Appliance | FRZR | Freezer |  | LANL | Mech
APLNCE | Appliance | IMM | Ice Maker |  | LANL | C/S/Arch
ARPLT | Armor Plate | ARPL | Armor Plate | (e.g. ceiling) | ASME | C/S/Arch
ASMBLY | Assembly | ASSY | Assembly |  | ASME | Mech
ASMBLY | Assembly | CLU | Clutch |  | 803.1 | Mech
ASMBLY | Assembly | CLF | Clarifier |  | 803.1 | Utilities
BARR | Barrier | BARR | Rail, bollard, gate, etc. | Can include fire barrier walls and penetrations. | ASME | C/S/Arch
BARR | Barrier | FIRE | Fire Barrier | All Type and Material Fire doors under DOOR/FDC, FDE, or FDF. | LANL | C/S/Arch
BARR | Barrier | FLOR | Barrier Floor | Confinement floor | LANL | C/S/Arch
BARR | Barrier | GE | Electric Gate |  | LANL | C/S/Arch
BARR | Barrier | GH | Hydraulic Gate |  | LANL | C/S/Arch
BARR | Barrier | RBE | Electric Road Block |  | LANL | Mech
BARR | Barrier | RBH | Hydraulic Road Block |  | LANL | C/S/Arch
BARR | Barrier | ROOF | Barrier Roof | Confinement roof | LANL | C/S/Arch
BARR | Barrier | WALL | Barrier Wall | Fire rated or Confinement walls | LANL | C/S/Arch
BARR | Barrier | WW | Wig-Wag Gate Arm Opener |  | LANL | Security
BASIN | Basin | BSIN | Basin | Includes settling basins, ponds, decorative pools, etc. Use BERM/BERM for spill containment berms | LANL | C/S/Arch
BATH | Bath | CRB | Circulator/heated/fridge |  | LANL | C/S/Arch
BATH | Bath | CTB | Constant Temperature |  | LANL | C/S/Arch
BATH | Bath | DBH | Density |  | LANL | C/S/Arch
BATTRY | Battery | BB | Bank of Batteries |  | LANL | Elec
BATTRY | Battery | BTRY | Battery/Battery Box |  | 803.1 | Elec
BATTRY | Battery | CB | Battery Charger |  | LANL | Elec
BDGRDR | Badge Reader | RDR | Reader |  | 803.1 | I&C
BEAM | Beam | BEAM | Beam, structural | All Type and Material | LANL | C/S/Arch
BERM | Berm | BERM | Border to control leaks/etc. | Use for spill containment berms | LANL | C/S/Arch
BLDG | Building | BLDG | Bldgs., trailers, sheds, etc. | Use for where record covers entire building, including FP enclosures at TWF. Includes defensible fire areas and transportainers. | 803.1 | C/S/Arch
BLDG | Building | EDS | Electrical Distribution System |  | 803.1 | Elec
BLOCK | Block | TBLK | Electrical Terminal |  | ASME | I&C
BLOWER | Blower | BL | Blower |  | LANL | Mech
BLOWER | Blower | BV | Vacuum |  | LANL | Mech
BOILER | Boiler | BHW | Hot Water |  | LANL | Mech
BOILER | Boiler | BS | Steam |  | LANL | Mech
BOILER | Boiler | BWS | Water Supply |  | LANL | Mech
BOOTH | Booth | PPIV | Positive ID and Verification |  | LANL | Security
BOX | Box | FTB | Field Termination |  | LANL | Security
BOX | Box | JBOX | Junction |  | LANL | Elec
BRIDGE | Bridge | BRDG | Bridge |  | ASME | C/S/Arch
BUSDCT | Bus Duct | BD | Bus Duct (aboveground) |  | LANL | Elec
BUSDCT | Bus Duct | DB | Bus Duct (aboveground) |  | LANL | Elec
BUSDCT | Bus Duct | DBPL | Bus Plug |  | LANL | Elec
CABLE | Cable | CVLT | Control Voltage | Use when desired to have specific cables in MEL to justify Work Orders, high dollar replacement, etc. | LANL | Projects
CABLE | Cable | HVLT | High Voltage | Use when desired to have specific cables in MEL to justify Work Orders, high dollar replacement, etc. | LANL | Projects
CABNET | Cabinet | CAB | Cabinet (include Control) | Generic use | 803.1 | Elec
CABNET | Cabinet | FCC | Facility Control Cabinet |  | LANL | Elec
CABNET | Cabinet | FMU | Field Multiplexing Unit | Legacy, TA55 Only | LANL | I&C
CABNET | Cabinet | HUB | Network Communication Hub | Legacy, TA55 Only | LANL | I&C
CABNET | Cabinet | ICCP | Impressed Crnt Cathod Protect | Impressed Current Cathodic Protection Cabinet Used to reduce corrosion of piping and structures in contact with soil. | LANL | Elec
CAMERA | Camera | CAMR | Camera |  | LANL | Security
CANOPY | Canopy | CNPY | Canopy |  | LANL | C/S/Arch
CAPCTR | Capacitor | CAP | Non-pad Mounted |  | 803.1 | Elec
CAPCTR | Capacitor | CPMD | Pad Mounted |  | LANL | Elec
CEILNG | Ceiling | FNSH | Finish |  | LANL | C/S/Arch
CENT | Centrifuge | CENT | Centrifuge |  | LANL | Projects
CHMBR | Chamber | CMBR | Chamber |  | ASME | Process
CKTBKR | Circuit Breaker | 52 | AC |  | 803.1 | Elec
CKTBKR | Circuit Breaker | 72 | DC |  | 803.1 | Elec
CKTBKR | Circuit Breaker | CBA | Air (MV or HV) |  | LANL | El Util Dwgs
CKTBKR | Circuit Breaker | CBE | Enclosed |  | LANL | Elec
CKTBKR | Circuit Breaker | CBG | Gas (MV or HV) |  | LANL | Elec
CKTBKR | Circuit Breaker | CBO | Oil (MV or HV) |  | LANL | El Util Dwgs
CKTBKR | Circuit Breaker | CBV | Vacuum (MV or HV) |  | LANL | Elec
CKTBKR | Circuit Breaker | GFCI | Ground Fault Interrupter |  | NEC | Elec
CKTBKR | Circuit Breaker | ICCB | Insulated Case (LV swbd) |  | 1015 | Elec
CKTBKR | Circuit Breaker | LVCB | Low Voltage Power |  | 1015 | Elec
CKTBKR | Circuit Breaker | MCCB | Molded Case (pnlbd/ swbd) |  | 1015 | Elec
CLLCTR | Collector | CD | Dust |  | LANL | Shop
CLLCTR | Collector | COL | Collector | (e.g. drip/catch pan) | 803.1 | Mech
CLNOUT | Cleanout | CO | Cleanout |  | ASPE | Mech
CMPCTR | Compactor | ERTH | Earth, Asphalt, etc. |  | 803.1 | Mech
CNECTR | Connector | CONN | Connector or Coupling |  | LANL | Mech
CNECTR | Connector | PSX | Flexible (e.g. hose) |  | LANL | Mech
CNECTR | Connector | VF | Vacuum Feedthrough | 500004 Only Connectors that allow for external manipulation of internal components within vacuum systems | LANL | Mech
CNTCTR | Contactor | CNTR | Contactor |  | 803.1 | Elec
CNTLR | Controller | AC | Analyzer |  | 5.1 | I&C
CNTLR | Controller | BC | Burner |  | 5.1 | I&C
CNTLR | Controller | CNLR | Controller |  | LANL | I&C
CNTLR | Controller | CPF | Pneumatic Flow |  | LANL | I&C
CNTLR | Controller | FC | Flow |  | 5.1 | I&C
CNTLR | Controller | FC@ | Flow | Legacy, use CNTLR/FC going forward | 5.1 | I&C
CNTLR | Controller | FCO | Flow Control Operator | Specific type of flow controller in TA16 on steam supplied heaters | 803.1 | I&C
CNTLR | Controller | FIC | Flow Indicating |  | 5.1 | I&C
CNTLR | Controller | IOM | Remote I/O Adaptor Mod |  | LANL | I&C
CNTLR | Controller | JC | Power |  | 5.1 | I&C
CNTLR | Controller | KC | Time |  | 5.1 | I&C
CNTLR | Controller | LC | Level |  | 5.1 | I&C
CNTLR | Controller | LIC | Indicating, Level |  | 5.1 | I&C
CNTLR | Controller | MOTR | Motor |  | 5.1 | I&C
CNTLR | Controller | PC | Pressure |  | 5.1 | I&C
CNTLR | Controller | PC@ | Pressure | Legacy, use CNTLR/PC going forward | 5.1 | I&C
CNTLR | Controller | PDC | Differential Pressure |  | 5.1 | I&C
CNTLR | Controller | PDIC | Indicating, Diff Pressure | Differential Pressure Indicating Controller | 5.1 | I&C
CNTLR | Controller | PIC | Indicating, Pressure |  | 5.1 | I&C
CNTLR | Controller | PLC | Programmable Logic |  | ASME | I&C
CNTLR | Controller | RTU | Remote Terminal Unit |  | LANL | I&C
CNTLR | Controller | SIC | Speed, Indicating |  | 5.1 | I&C
CNTLR | Controller | TC@ | Temperature | Legacy, use CNTLR/TC going forward | 5.1 | I&C
CNTLR | Controller | TH | Thermostat |  | 803.1 | I&C
CNTLR | Controller | TIC | Indicating, Temperature |  | 5.1 | I&C
CNTLR | Controller | TRC | Recording Temperature |  | 5.1 | I&C
CNTLR | Controller | TRC@ | Recording Temperature | Legacy, use CNTLR/TRC going forward | 5.1 | I&C
CNTLR | Controller | VFD | Variable Frequency Drive |  | LANL | Elec
CNTLR | Controller | XC | Special |  | 5.1 | I&C
CNTLR | Controller | XCON | X-Ray Controller |  | LANL | Process
CNTLR | Controller | YC | Presence or State |  | 5.1 | I&C
CNTLR | Controller | YIC | Indicate Presence or State |  | 5.1 | I&C
CNTLR | Controller | ZC | Zone or Position |  | 5.1 | I&C
COLUMN | Column | COL | Structural Column |  | LANL | C/S/Arch
COMM | Communication | CB | Chatterbox |  | LANL | Utilities
COMM | Communication | CHAS | Chassis (Ethernet) |  | LANL | I&C
COMM | Communication | COMX | Special |  | LANL | I&C
COMM | Communication | ICOM | Intercom |  | 803.1 | I&C
COMM | Communication | MIKE | Microphone |  | 803.1 | I&C
COMM | Communication | MIX | Mixer (e.g. PA) |  | 803.1 | Elec
COMM | Communication | MUX | Multiplexer |  | ASME | I&C
COMM | Communication | SPK | Speaker |  | 803.1 | Elec
COMM | Communication | TEL | Telecom, data jack, phone |  | 803.1 | Elec
COMM | Communication | TRNK | Trunked Radio |  | LANL | I&C
COMPSR | Compressor | CA | Air |  | LANL | Mech
COMPSR | Compressor | CMPR | Compressor |  | ASME | Mech
COMPTR | Computer | CPU | Central Processing Unit |  | 803.1 | I&C
COMPTR | Computer | CRT | Terminal, cathode, solid state | See also DISP, Display Screen | 803.1 | I&C
COMPTR | Computer | FWAL | Firewall |  | LANL | I&C
COMPTR | Computer | KYBD | Keyboard |  | ASME | I&C
COMPTR | Computer | SRVR | Server |  | LANL | Elec
CONDSR | Condenser | CDN | Condensate Neutralizer |  | 803.1 | Mech
CONDSR | Condenser | COND | Condenser (process/steam) |  | 803.1 | Mech
CONDSR | Condenser | CTE | Turbine Exhaust |  | LANL | Mech
CONTMT | Containment | DB | Drop Box |  | LANL | Mech
CONTMT | Containment | FH | Fume Hood |  | LANL | Mech
CONTMT | Containment | GB | Glovebox |  | LANL | Mech
CONTMT | Containment | GLV | Glove Component |  | LANL | Mech
CONTMT | Containment | OF | Open Front Hood |  | LANL | Mech
CONTMT | Containment | SEAL | Seal (or Gasket) |  | LANL | Process
CONTMT | Containment | SUMP | Secondary Containment |  | LANL | Process
CONTMT | Containment | XB | Introductory/Exchange |  | LANL | Mech
CONTNR | Container | 110G | 110 Gallon Drum |  | LANL | Process
CONTNR | Container | 55G | 55 Gallon Drum |  | LANL | Process
CONTNR | Container | 85G | 85 Gallon Drum |  | LANL | Process
CONTNR | Container | BOAT | Furnace Boats |  | LANL | Process
CONTNR | Container | CONT | Container |  | LANL | Process
CONTNR | Container | CPAN | Catch Pan |  | LANL | Process
CONTNR | Container | CRUC | MgO Crucibles |  | LANL | Process
CONTNR | Container | PIPE | Pipe |  | LANL | Process
CONTNR | Container | SWB | Standard Waste Box |  | LANL | Process
CONTNR | Container | TASL | Tantalum Safety Liner |  | LANL | Process
CONTNR | Container | TDOP | Ten Drum Over pack |  | LANL | Process
CONTNR | Container | TRAY | Tray |  | LANL | Process
CONTNR | Container | TRUP | TRUPACT-II, HALFPACT |  | LANL | Process
CONVEY | Conveyor | CVVR | Conveyor or Feeder | Belt, auger, etc., includes vibratory conveyors/feeders | 803.1 | Mech
CONVRT | Converter | CNV | Converter |  | 803.1 | I&C
COOLER | Cooler | CRYO | Cooler/Cryocooler |  | LANL | MECH
COOLER | Cooler | WCR | Water (drinking fountains) |  | ASME | Mech
CRACK | Crack | CRCK | Crack/fissure | Pertains to radiological confinement structure Covers any penetration in containment structure not by design. Design penetrations covered by WCFD. | LANL | Mech
CRANE | Crane | CJ | Jib |  | LANL | C/S/Arch
CRANE | Crane | CM | Monorail |  | LANL | C/S/Arch
CRANE | Crane | CRNE | Generic Crane | Can be fixed or mobile. OS&S will show which. Future use for fixed cranes should select specific Subtype. | LANL | Mech
CRANE | Crane | CS | Shop Crane |  | LANL | Mech
CRANE | Crane | CTG | Gantry |  | LANL | C/S/Arch
CRANE | Crane | CTO | Bridge |  | LANL | C/S/Arch
CVDSPH | CVD Sphere | CVDS | CVD sphere design |  | LANL | Mech
CYLNDR | Cylinder | CYL | Cylinder (gas, hydraulic, air) |  | ASME | Mech
DAMPER | Damper | BDD | Backdraft |  | LANL | Fire Prot
DAMPER | Damper | DF | Fire |  | LANL | Fire Prot
DAMPER | Damper | DMP | Damper | 55-0400 has 108 dampers with Eq T&S of VALVE/V. Allowed for RLUOB Only | 803.1 | Mech
DAMPER | Damper | DMPM | Motorized |  | 803.1 | Mech
DAMPER | Damper | DS | Smoke |  | LANL | Fire Prot
DAQ | Data Acquisition | DAQ | Data Acquisition |  | LANL | I&C
DECK | Deck | DECK | Deck (bridge, roof) |  | LANL | C/S/Arch
DET | Detector | DG | Gamma Ray Detector | Legacy for 030029 | LANL | I&C
DET | Detector | DN | Neutron Detector | Legacy for 030029 | LANL | I&C
DET | Detector | GRDE | Gamma Ray Detector |  | LANL | Process
DET | Detector | METL | Metal Detector Portal |  | LANL | Security
DET | Detector | SNM | SNM Portal/Vehicle Monitor |  | LANL | Security
DET | Detector | XRD | X-Ray Detector |  | LANL | Process
DEVICE | Device | NCD | Network Communication |  | LANL | I&C
DEVICE | Device | RTD | Reagent/Remote Transfer Device |  | LANL | Process
DEVICE | Device | SB | Safety Block | Legacy use in historical buildings where criticality experiments were carried out. | LANL | Process
DEWAR | Dewar | DEWR | Dewar |  | LANL | Mech
DIFUSR | Diffuser | DAB | Aeration Basin |  | LANL | Mech
DIFUSR | Diffuser | PUMP | Pump |  | LANL | Mech
DISP | Display | DISP | Display Screen |  | LANL | I&C
DMIST | Demister | DMST | Demister |  | 803.1 | Process
DOOR | Door | CNF | Radiological Confinement |  | LANL | C/S/Arch
DOOR | Door | DAC | Air Curtain |  | LANL | C/S/Arch
DOOR | Door | DAL | Airlock |  | LANL | C/S/Arch
DOOR | Door | DM | Motorized (hinged doors) |  | LANL | C/S/Arch
DOOR | Door | DR | Door |  | 803.1 | C/S/Arch
DOOR | Door | DRE | Roll-up Electric |  | LANL | C/S/Arch
DOOR | Door | DRH | Hydraulically Operated |  | LANL | C/S/Arch
DOOR | Door | DRM | Roll-up Manual |  | LANL | C/S/Arch
DOOR | Door | DRP | Pneumatically Operated |  | LANL | C/S/Arch
DOOR | Door | FDC | Structural Fire |  | LANL | Fire Prot
DOOR | Door | FDE | Electrical Fire |  | LANL | Fire Prot
DOOR | Door | FDF | Mechanical Fire |  | LANL | Fire Prot
DOOR | Door | MRNE | Marine |  | LANL | C/S/Arch
DOOR | Door | RLSE | Magnetic Release |  | LANL | C/S/Arch
DOOR | Door | SLDG | Sliding |  | LANL | C/S/Arch
DOOR | Door | SP | Shield Plug |  | LANL | C/S/Arch
DOOR | Door | STRK | Strike |  | LANL | Security
DRAIN | Drain | DRN | Drain | Generic | 803.1 | Mech
DRAIN | Drain | FD | Floor |  | ASME | Mech
DRAWER | Drawer | DWR | Drawer |  | ASME | C/S/Arch
DRIVE | Drive | DFL | Fluid |  | LANL | Mech
DRPTWR | Drop Tower | DROP | Drop Tower |  | LANL | Projects
DRYER | Dryer | DAD | Air, Desiccant |  | LANL | Mech
DRYER | Dryer | DAR | Air, Refrigerant |  | LANL | Mech
DRYER | Dryer | DRYR | Dryer | Generic use | LANL | Mech
DRYER | Dryer | DDT | Catalyst |  | LANL | Process
DSCNCT | Disconnect | DHO | Hand-operated |  | LANL | El Util Dwgs
DSCNCT | Disconnect | DMO | Motor-operated |  | LANL | El Util Dwgs
EDUCTR | Eductor | EDUC | Eductor |  | LANL | Mech
EJECTR | Ejector | AES | Air-ejector, Steam |  | LANL | Mech
ELECRN | Electronic | AMP | Amplifier |  | 803.1 | Elec
ELECRN | Electronic | ATT | Attenuator- Sound, etc. |  | 803.1 | Mech
ENCL | Enclosure | ENC | Box Enclosure |  | LANL | Mech
EVAP | Evaporator | EVP | Evaporator |  | 803.1 | Process
EXPJNT | Expansion Joint | EXJT | Expansion Joint | In piping, bridge, etc. | ASME | Mech
FAN | Fan | FAN | Fan |  | 803.1 | Mech
FAN | Fan | FB | Booster |  | LANL | Mech
FAN | Fan | FC | Circulating |  | LANL | Mech
FAN | Fan | FCD | Condenser |  | LANL | Mech
FAN | Fan | FCT | Cooling Tower |  | LANL | Mech
FAN | Fan | FE | Exhaust |  | LANL | Mech
FAN | Fan | FEH | Exhaust, Fume Hood |  | LANL | Mech
FAN | Fan | FGR | Flue Gas Recirculation |  | LANL | Mech
FAN | Fan | FRA | Return or Recirculation |  | LANL | Mech
FAN | Fan | FS | Supply |  | LANL | Mech
FENCE | Fence | CAGE | Cage (wire/fence, restrain) |  | LANL | C/S/Arch
FENCE | Fence | FEN | Fence |  | LANL | C/S/Arch
FILTER | Filter | FAB | Air, Bag/Box |  | LANL | Mech
FILTER | Filter | FAC | Air, Cleanable |  | LANL | Mech
FILTER | Filter | FAF | Air, Fire |  | LANL | Mech
FILTER | Filter | FAH | Air, HEPA (or gas) |  | LANL | Mech
FILTER | Filter | FAL | Air, Charcoal |  | LANL | Mech
FILTER | Filter | FAM | Air, Mat |  | LANL | Mech
FILTER | Filter | FAP | Air, Pad |  | LANL | Mech
FILTER | Filter | FAR | Air, Replaceable (roughing) |  | LANL | Mech
FILTER | Filter | FES | Air, Electrostatic |  | LANL | Mech
FILTER | Filter | FF | Frame |  | LANL | Mech
FILTER | Filter | FLC | Cartridge or Canister |  | LANL | Mech
FILTER | Filter | FLT | Generic |  | 803.1 | Mech
FILTER | Filter | FO | Oil |  | LANL | Mech
FILTER | Filter | FRL | Roll |  | LANL | Mech
FILTER | Filter | SCR | Strainer |  | LANL | Mech
FILTER | Filter | SG | Shaker, Graphite |  | LANL | Shop
FIRDET | Fire Detector | BPS | Booster Power Supply |  | LANL | Fire Prot
FIRDET | Fire Detector | FCP | Control, Panel, Fire Alarm |  | 170 | Fire Prot
FIRDET | Fire Detector | FCPB | Battery, Fire Control Panel |  | LANL | Fire Prot
FIRDET | Fire Detector | HCP | Halon, Control, Panel |  | 170 | Fire Prot
FIRDET | Fire Detector | HD | Heat (XTS Preferred) |  | LANL | Fire Prot
FIRDET | Fire Detector | HSSD | High Sensitivity, Smoke |  | N'A318 | Fire Prot
FIRDET | Fire Detector | MOD | Module, Control Panel |  | 170 | Fire Prot
FIRDET | Fire Detector | PBX | Pull, Box |  | 803.1 | Fire Prot
FIRDET | Fire Detector | SMD | Smoke |  | LANL | Fire Prot
FIRDET | Fire Detector | XHS | Pull Station |  | LANL | Fire Prot
FIRDET | Fire Detector | XTS | Heat (XTS Preferred) |  | 5.1 | Fire Prot
FIRSUP | Fire Suppression | AFD | Actuator, Fire Device |  | LANL | Fire Prot
FIRSUP | Fire Suppression | EXS | Extinguish System, Gas/Halon |  | LANL | Fire Prot
FIRSUP | Fire Suppression | EXT | Extinguisher |  | LANL | Fire Prot
FIRSUP | Fire Suppression | FCLD | Extinguishing Agent Class D |  | NFPA10 | Fire Prot
FIRSUP | Fire Suppression | FDC | Fire Department Connection |  | 170 | Fire Prot
FIRSUP | Fire Suppression | FDC@ | Fire Department Connection | Legacy, use FIRSUP/FDC going forward | 170mod | Fire Prot
FIRSUP | Fire Suppression | FSDC | Dry Chemical |  | LANL | Fire Prot
FIRSUP | Fire Suppression | FSWC | Wet Chemical |  | LANL | Fire Prot
FIRSUP | Fire Suppression | FSWF | Wet Foam |  | LANL | Fire Prot
FIRSUP | Fire Suppression | FSWP | Wet Foam Pre-action |  | LANL | Fire Prot
FIRSUP | Fire Suppression | HOSE | Hose Station |  | LANL | Fire Prot
FIRSUP | Fire Suppression | HYD | Hydrant |  | 803.1 | Fire Prot
FIRSUP | Fire Suppression | MISC | Miscellaneous |  | LANL | Fire Prot
FIRSUP | Fire Suppression | OSY | Valve, Outside Screw & Yoke |  | ASME | Fire Prot
FIRSUP | Fire Suppression | PFP | Pump, Fire Protection |  | LANL | Fire Prot
FIRSUP | Fire Suppression | PIV | Valve, Post Indicating | There are no PIVA's (an internally alarmed PIV) Some PIV's have an external position switch that initiates an alarm. These switches would be a "component" of the PIV. | LANL | Fire Prot
FIRSUP | Fire Suppression | SPA | Sprinkler, Pre-action |  | LANL | Fire Prot
FIRSUP | Fire Suppression | SPD | Sprinkler, Dry Pipe |  | LANL | Fire Prot
FIRSUP | Fire Suppression | SPDA | Sprinkler, Dry/Pre-action comb |  | LANL | Fire Prot
FIRSUP | Fire Suppression | SPDL | Sprinkler, Deluge |  | LANL | Fire Prot
FIRSUP | Fire Suppression | SPF | Sprinkler, Anti-freeze |  | LANL | Fire Prot
FIRSUP | Fire Suppression | SPH | Standpipe |  | LANL | Fire Prot
FIRSUP | Fire Suppression | SPHD | Standpipe, Dry (Manual) |  | LANL | Fire Prot
FIRSUP | Fire Suppression | SPW | Sprinkler, Wet Pipe |  | LANL | Fire Prot
FIRSUP | Fire Suppression | SRNK | Sprinkler (Head) |  | LANL | Fire Prot
FIRSUP | Fire Suppression | TSE | Temperature, Safety Device |  | LANL | Fire Prot
FIRSUP | Fire Suppression | VBH | Block Hydrant |  | LANL | Fire Prot
FIRSUP | Fire Suppression | VENT | Exhaust Ventilation | 550001 only | LANL | Fire Prot
FIRSUP | Fire Suppression | XBYP | Fire Riser Trim Bypass Valve |  | LANL | Fire Prot
FIRSUP | Fire Suppression | XFC | Sprinkler Standpipe Fill Cup | (funnel) | LANL | Fire Prot
FIRSUP | Fire Suppression | XFS | Flow Switch |  | LANL | Fire Prot
FIRSUP | Fire Suppression | XHOV | Hand Operated Valve |  | LANL | Fire Prot
FIRSUP | Fire Suppression | XPI | Pressure Indicator |  | LANL | Fire Prot
FIRSUP | Fire Suppression | XPS | Pressure Switch |  | LANL | Fire Prot
FIRSUP | Fire Suppression | XSR | Riser, Shotgun | aka Straight Pipe Riser | LANL | Fire Prot
FIRSUP | Fire Suppression | XV | Trim Isolation/Test Valve |  | LANL | Fire Prot
FIRSUP | Fire Suppression | XVAC | Valve, Alarm Check |  | LANL | Fire Prot
FIRSUP | Fire Suppression | XVCK | Valve, Check | Legacy, use VALVE/CV going forward | LANL | Fire Prot
FIRSUP | Fire Suppression | XVIT | Valve, Inspector's Test |  | LANL | Fire Prot
FIRSUP | Fire Suppression | XVMD | Valve, Main Drain |  | LANL | Fire Prot
FIRSUP | Fire Suppression | XVV | Valve, Air Vent |  | LANL | Fire Prot
FIRSUP | Fire Suppression | XWMG | Water Motor Gong |  | LANL | Fire Prot
FIRSUP | Fire Suppression | XZS | Tamper Switch |  | LANL | Fire Prot
FIXTUR | Fixture | FXTR | Generic for Holding Device |  | ASME | Process
FLASHR | Flasher | FLSR | Flasher |  | LANL | I&C
FLOOR | Floor | CNST | Construction |  | LANL | C/S/Arch
FLOOR | Floor | FNSH | Finish |  | LANL | C/S/Arch
FRKLFT | Forklift | FRKE | Forklift, Electric |  | LANL | Mobile Eq
FRKLFT | Forklift | FRKF | Forklift, Fueled | (gasoline, diesel, propane, etc.) | LANL | Mobile Eq
FURNSH | Furnishing | FRNS | Furnishings |  | LANL | I&C
FUSE | Fuse | FU | Fuse |  | 803.1 | Elec
GENRTR | Generator | EXC | Exciter |  | 803.1 | Elec
GENRTR | Generator | GDE | Diesel Engine |  | LANL | Elec
GENRTR | Generator | GEN | Generator, generic | Use specific acronym when possible Includes signal generators and gas generators | 803.1 | Elec
GENRTR | Generator | GNE | Natural Gas Engine |  | LANL | Elec
GENRTR | Generator | GSE | Steam Driven |  | LANL | Elec
GENRTR | Generator | MG | Motor |  | 803.1 | Elec
GENRTR | Generator | PMG | Permanent Magnet |  | 803.1 | Elec
GENRTR | Generator | RLB | Resistance, Load Bank |  | LANL | Elec
HATCH | Hatch | HTCH | Hatch |  | LANL | C/S/Arch
HEATER | Heater | ELEM | Element |  | ASME | Elec
HEATER | Heater | FGF | Furnace, Gas Fired |  | LANL | Mech
HEATER | Heater | HDA | Deaerating |  | LANL | Mech
HEATER | Heater | HDE | Duct, Electric |  | LANL | Mech
HEATER | Heater | HDG | Duct, Gas |  | LANL | Mech
HEATER | Heater | HFH | Feed Water, High Pressure |  | LANL | Mech
HEATER | Heater | HFI | Feed Water, Intermed Pressure | Feed Water, Intermediate Pressure | LANL | Mech
HEATER | Heater | HFL | Feed Water, Low pressure |  | LANL | Mech
HEATER | Heater | HPLT | Hot Plate |  | LANL | Process
HEATER | Heater | HSE | Unit, Air, Steam-electric |  | LANL | Mech
HEATER | Heater | HTE | Tank, Electric |  | LANL | Mech
HEATER | Heater | HTR | Heater (e.g. Electric Element) |  | ASME | Process
HEATER | Heater | HUE | Unit, Air, Electric |  | LANL | Mech
HEATER | Heater | HUG | Unit, Air, Gas |  | LANL | Mech
HEATER | Heater | HUI | Unit, Air, Infrared |  | LANL | Mech
HEATER | Heater | HUS | Unit, Air, Steam |  | LANL | Mech
HEATER | Heater | HUW | Unit, Air, Water |  | LANL | Mech
HEATER | Heater | HWE | Water, Electric |  | LANL | Mech
HEATER | Heater | HWG | Water, Gas |  | LANL | Mech
HEATER | Heater | HWS | Water, Steam |  | LANL | Mech
HEATER | Heater | PLTE | Light, Pilot |  | ASME | Mech
HEATER | Heater | TRCE | Trace, Freeze Protection |  | LANL | Mech
HOA | Horizontal Air Bearing | HOA | Horizontal Air Bearing |  | LANL | Projects
HOIST | Hoist/Winch | HE | Electric |  | LANL | C/S/Arch
HOIST | Hoist/Winch | HM | Manual |  | LANL | C/S/Arch
HOIST | Hoist/Winch | HP | Pneumatic/Hydraulic |  | LANL | C/S/Arch
HOIST | Hoist/Winch | HST | Hoist | TA 55 Only | ASME | C/S/Arch
HOTC | Hot Cell | HTC | Hot Cell |  | LANL | Mech
HUMID | Humidifier | DHM | Dehumidifier |  | LANL | Mech
HUMID | Humidifier | HAS | Air, Steam |  | LANL | Mech
HUMID | Humidifier | HAW | Air, Water |  | LANL | Mech
HVAC | Heating, Ventilation, Air Cond | ACR | Air Condition, Refrigerant | HVAC = Heating, Ventilation, Air Condition | LANL | Mech
HVAC | Heating, Ventilation, Air Cond | ACW | Air Condition, Window Unit |  | LANL | Mech
HVAC | Heating, Ventilation, Air Cond | AHU | Air Handling Unit | Legacy use only | 803.1 | Mech
HVAC | Heating, Ventilation, Air Cond | BSU | Branch Selector Unit |  | LANL | Mech
HVAC | Heating, Ventilation, Air Cond | CAE | Cooler, Air, Evaporative |  | LANL | Mech
HVAC | Heating, Ventilation, Air Cond | CAW | Cooler, Air, Water |  | LANL | Mech
HVAC | Heating, Ventilation, Air Cond | CCE | Coil, Cooling, Evaporative |  | LANL | Mech
HVAC | Heating, Ventilation, Air Cond | CCG | Coil, Cooling, Glycol |  | LANL | Mech
HVAC | Heating, Ventilation, Air Cond | CCL | Coil, Cooling |  | 803.1 | Mech
HVAC | Heating, Ventilation, Air Cond | CR | Compressor, Refrigerant |  | LANL | Mech
HVAC | Heating, Ventilation, Air Cond | CRA | Condenser, Refr, Air-cool | Air cooled refrigerant condenser Unit does not contain compressor | LANL | Mech
HVAC | Heating, Ventilation, Air Cond | CRAC | Computer Room Air Condition |  | LANL | Mech
HVAC | Heating, Ventilation, Air Cond | CRE | Condenser, Refrigerant, Evap. | Evaporative condenser | LANL | Mech
HVAC | Heating, Ventilation, Air Cond | CWA | Chiller, Water, Absorption |  | LANL | Mech
HVAC | Heating, Ventilation, Air Cond | CWE | Chiller, Water, Evaporative |  | LANL | Mech
HVAC | Heating, Ventilation, Air Cond | CWR | Chiller, Water, Refrigerant |  | LANL | Mech
HVAC | Heating, Ventilation, Air Cond | DUCT | Ventilation Duct |  | 803.1 | Mech
HVAC | Heating, Ventilation, Air Cond | ERV | Energy Recovery Ventilator |  | LANL | Mech
HVAC | Heating, Ventilation, Air Cond | FCU | Fan Coil Unit |  | 803.1 | Mech
HVAC | Heating, Ventilation, Air Cond | GBTC | Glovebox Thermal Condition |  | LANL | Mech
HVAC | Heating, Ventilation, Air Cond | GRD | Grille, Diffuser | Grille, Register, Diffuser, Louver | LANL | Mech
HVAC | Heating, Ventilation, Air Cond | HCL | Heating Coil |  | 803.1 | Mech
HVAC | Heating, Ventilation, Air Cond | HVA | Heating Ventilation Air Cond | Heating Ventilation Air Condition generic equipment | LANL | Mech
HVAC | Heating, Ventilation, Air Cond | HVP | Heating Vent Plenum Frame | Heating and Ventilation Plenum Frame | LANL | Mech
HVAC | Heating, Ventilation, Air Cond | LVCW | Limited Volume Chilled Water | Unique to F01 | LANL | Mech
HVAC | Heating, Ventilation, Air Cond | MAU | Makeup Air Unit |  | LANL | Mech
HVAC | Heating, Ventilation, Air Cond | OAU | Outside Air Handling Unit |  | LANL | Mech
HVAC | Heating, Ventilation, Air Cond | RUA | Refrigeration Unit, Air Cooled | Commonly used for split units. The RUA consists of compressor and condensing coil, and supplies refrigerant to units such as fan coils inside the building. | LANL | Mech
HVAC | Heating, Ventilation, Air Cond | SLW | Slinger, Water Spray |  | LANL | Mech
HVAC | Heating, Ventilation, Air Cond | SYS | HVAC System for Entire Bldg. |  | LANL | Mech
HVAC | Heating, Ventilation, Air Cond | TRN | HVAC Train |  | LANL | Mech
HVAC | Heating, Ventilation, Air Cond | WA | Washer, Air |  | LANL | Mech
HX | Heat Exchanger | ACL | After cooler |  | LANL | Mech
HX | Heat Exchanger | DSH | Desuperheater |  | LANL | Elec
HX | Heat Exchanger | HX | Heat Exchanger |  | 803.1 | Mech
HX | Heat Exchanger | HXG | Glycol |  | LANL | Mech
HX | Heat Exchanger | HXO | Oil |  | LANL | Mech
HX | Heat Exchanger | HXR | Refrigerant |  | LANL | Mech
HX | Heat Exchanger | HXS | Steam |  | LANL | Mech
HX | Heat Exchanger | HXW | Water |  | LANL | Mech
HX | Heat Exchanger | ICLR | Intercooler |  | ASME | Mech
HX | Heat Exchanger | XRC | X-Ray Cooler |  | LANL | Process
HYDRLC | Hydraulic | HYDS | System |  | LANL | Mech
IGNTR | Igniter | IGNT | Igniter |  | ASME | Process
INDCTR | Indicator | BI | Burner |  | 5.1 | I&C
INDCTR | Indicator | CI | Conductivity |  | 5.1 | I&C
INDCTR | Indicator | CW | Column, Water |  | LANL | Mech
INDCTR | Indicator | EI | Voltage |  | 5.1 | I&C
INDCTR | Indicator | FFI | Flow, Ratio |  | 5.1 | I&C
INDCTR | Indicator | FG | Sight Glass, Flow |  | 5.1 | I&C
INDCTR | Indicator | FI | Flow |  | 5.1 | I&C
INDCTR | Indicator | FQI | Flow, Totalized |  | 5.1 | I&C
INDCTR | Indicator | GI | Ground |  | 5.1 | I&C
INDCTR | Indicator | II | Current |  | 5.1 | I&C
INDCTR | Indicator | JI | Power |  | 5.1 | I&C
INDCTR | Indicator | KI | Time |  | 5.1 | I&C
INDCTR | Indicator | KQI | Time, Totalized |  | 5.1 | I&C
INDCTR | Indicator | LG | Sight Glass, Level |  | 5.1 | I&C
INDCTR | Indicator | LI | Level |  | 5.1 | I&C
INDCTR | Indicator | MDE | Measuring Device |  | 5.1 | I&C
INDCTR | Indicator | MI | Moisture |  | 5.1 | I&C
INDCTR | Indicator | OI | Oxygen | Not for personnel safety, that is ALARM/OIA | 5.1 | I&C
INDCTR | Indicator | PDI | Pressure Differential |  | 5.1 | I&C
INDCTR | Indicator | PHI | pH |  | 5.1 | I&C
INDCTR | Indicator | PI | Pressure |  | 5.1 | I&C
INDCTR | Indicator | QI | Quantity |  | 5.1 | I&C
INDCTR | Indicator | RI | Radiation |  | 5.1 | I&C
INDCTR | Indicator | SI | Speed |  | 5.1 | I&C
INDCTR | Indicator | SYN | Synchro scope |  | 803.1 | I&C
INDCTR | Indicator | TDI | Differential Temperature |  | 5.1 | I&C
INDCTR | Indicator | TI | Temperature |  | 5.1 | I&C
INDCTR | Indicator | UI | Multivariable |  | 5.1 | I&C
INDCTR | Indicator | VI | Vibration |  | 5.1 | I&C
INDCTR | Indicator | WDI | Force Differential |  | 5.1 | I&C
INDCTR | Indicator | WI | Weight or Force |  | 5.1 | I&C
INDCTR | Indicator | WS | Wind Sock |  | LANL | I&C
INDCTR | Indicator | XI | Special |  | 5.1 | I&C
INDCTR | Indicator | YI | Presence or State |  | 5.1 | I&C
INDCTR | Indicator | ZDI | Deviation |  | 5.1 | I&C
INDCTR | Indicator | ZI | Zone or Position |  | 5.1 | I&C
INSTMT | Instrument | BAL | Balance or Scale |  | ASME | M&TE
INSTMT | Instrument | CTR | Counter | Includes gamma counters and such | LANL | Process
INSTMT | Instrument | EG | Electro Corrector, Gas |  | LANL | M&TE
INSTMT | Instrument | IN | Instrument |  | LANL | I&C
INSTMT | Instrument | PLT | Plate |  | LANL | Process
INSUL | Insulation | BATT | Fiberglass Batt |  | 803.1 | C/S/Arch
INSUL | Insulation | ISL | Insulation | Generic use, includes fire wraps | 804.1 | C/S/Arch
INSUL | Insulation | RIGD | Rigid |  | 803.1 | C/S/Arch
INTRLK | Interlock | DIL | Door (Airlock) |  | 803.1 | C/S/Arch
INTRLK | Interlock | INTK | Interlock | Generic use | 803.1 | C/S/Arch
JETPRI | Jet Priming | JCP | Jet, Condenser, Priming | Steam jet air ejectors for drawing vacuum on condenser. | LANL | Mech
JOIST | Joist | CNST | Construction |  | ASME | C/S/Arch
JOIST | Joist | IWD | I-Beam, wide flange |  | LANL | C/S/Arch
JOIST | Joist | K | K Series |  | LANL | C/S/Arch
JOIST | Joist | STL | Joist, steel |  | LANL | C/S/Arch
LADDER | Ladder | LADR | Ladder |  | 803.1 | C/S/Arch
LASER | Laser | LASR | Laser |  | ASME | Process
LASER | Laser | LIL | Interlock |  | 803.1 | C/S/Arch
LCHR | Launcher | LCHR | Launcher |  | ASME | Process
LFRAME | Load Frame | FRAM | Load Frame |  | LANL | Projects
LIFT | Lift | DKLV | Dock Levelers |  | LANL | I&C
LIFT | Lift | DW | Dumbwaiter |  | ASME | Process
LIFT | Lift | EE | Elevator, Electric |  | LANL | C/S/Arch
LIFT | Lift | EH | Elevator, Hydraulic |  | ASME | C/S/Arch
LIFT | Lift | LFT | Lift |  | LANL | C/S/Arch
LIFT | Lift | MATL | Material |  | LANL | C/S/Arch
LIFT | Lift | PERS | Personnel |  | LANL | C/S/Arch
LIFTEQ | Lift Equipment | RGNG | Rigging |  | LANL | Mobile Eq
LIGHT | Lighting | FIXT | Fixture |  | LANL | Mobile Eq
LIGHT | Lighting | HALO | Halogen |  | ASME | C/S/Arch
LIGHT | Lighting | HPS | High Pressure Sodium |  | 803.1 | Elec
LIGHT | Lighting | LED | LED |  | ASME | C/S/Arch
LIGHT | Lighting | LF | Fluorescent |  | ASME | C/S/Arch
LIGHT | Lighting | LN | Incandescent |  | ASME | C/S/Arch
LIGHT | Lighting | LP | Lighting Panel | Legacy Use - Use PANEL/PP | ASME | C/S/Arch
LIGHT | Lighting | LPS | Low Pressure Sodium |  | 803.1 | Elec
LIGHT | Lighting | LSL | Lamp, Street, LED |  | LANL | Utilities
LIGHT | Lighting | LSN | Lamp, Street, Incandescent |  | LANL | Utilities
LIGHT | Lighting | LSS | Lamp, Street, Sodium |  | LANL | Utilities
LIGHT | Lighting | LSP | Security Perimeter |  | LANL | Elec
LIGHT | Lighting | LTE | Emergency |  | LANL | Elec
LIGHT | Lighting | LTEC | Emergency/Exit Sign Combo |  | LANL | Elec
LIGHT | Lighting | LTET | Exit Sign, Tritium, etc. |  | LANL | Elec
LIGHT | Lighting | LTNT | Exit Sign, Lit (Non-tritium) |  | LANL | Elec
LIGHT | Lighting | LUV | Ultraviolet |  | LANL | Elec
LIGHT | Lighting | MERC | Mercury Vapor |  | LANL | Elec
LIGHT | Lighting | MHAL | Metal Halide |  | LANL | Mech
LIGHT | Lighting | STRB | Light, Strobe, Beacon |  | LANL | Elec
LIGHT | Lighting | WRN | Warning | Such as in Do Not Enter Includes Federal Signal Status Lights (flashing lights on top of towers) | LANL | Projects
LTGPRO | Lightning Protection | ATRM | Air Terminal |  | LANL | Mech
LTGPRO | Lightning Protection | LPT | Lightning Protection |  | LANL | Elec
LTGPRO | Lightning Protection | SPDE | Surge Protective Device |  | LANL | Elec
LUBRI | Lubricator | LML | Mainline |  | LANL | Elec
MACH | Machine | MACH | Machine |  | NECmod | Elec
MAGNET | Magnet | MGNT | Non-Superconductor |  | LANL | MECH
MAGNET | Magnet | SCND | Superconductor |  | ASME | Mech
MANFLD | Manifold | GAS | Gas Cylinders/Bottles |  | LANL | MECH
MANFLD | Manifold | H2O | Water System |  | LANL | MECH
MANFLD | Manifold | MANF | Manifold |  | ASME | Mech
MANHOL | Manhole | MHE | Electric |  | LANL | C/S/Arch
MANHOL | Manhole | MHFP | Fire Protection |  | ASME | Mech
MANHOL | Manhole | MHS | Steam |  | LANL | C/S/Arch
MANHOL | Manhole | MHWW | Waste Water |  | LANL | C/S/Arch
MECHNL | Mechanical | GRBX | Gearbox |  | LANL | C/S/Arch
MECISM | Mechanism | 75 | Position Changing |  | 803.1 | El Util Dwgs
METER | Meter | FM | Flow Meter |  | LANL | Utilities
METER | Meter | MGD | Gas, District |  | ASME | Mech
METER | Meter | MGR | Gas Revenue |  | 803.1 | El Util Dwgs
METER | Meter | MHT | Humidity or Temperature |  | LANL | Mech
METER | Meter | MKH | Kilowatt Per Hour |  | LANL | Mech
METER | Meter | MMD | Multimeter, Digital |  | LANL | I&C
METER | Meter | MMO | Megohm |  | LANL | M&TE
METER | Meter | MPH | pH |  | LANL | M&TE
METER | Meter | MTR | Meter (Generic) |  | LANL | M&TE
METER | Meter | MW | Water |  | LANL | M&TE
MIOX | Mixed-oxidant | MDS | Disinfection System |  | 803.1 | I&C
MISC | Miscellaneous | MISC | Miscellaneous | Consult CH 1 POC before use | ASME | All
MIXER | Mixer | COMP | Components |  | LANL | Mech
MIXER | Mixer | MC | Chemical |  | LANL | I&C
MIXER | Mixer | MIX | Other than Chemical and Sound |  | LANL | Mech
MONITR | Monitor | CAM | Continuous Air |  | 803.1 | El Util Dwgs
MONITR | Monitor | CASD | Criticality Alarm Sys Detector |  | 803.1 | El Util Dwgs
MONITR | Monitor | CASR | Crit Alarm Sys Ratemeter | Criticality Alarm System Ratemeter | LANL | I&C
MONITR | Monitor | CSM | Continuous Air Sup Module | Supervisory Module | LANL | I&C
MONITR | Monitor | GC | Gas Chromatograph |  | LANL | I&C
MONITR | Monitor | GXT | Leak Detector or Tester |  | LANL | I&C
MONITR | Monitor | HFM | Hand and Foot |  | LANL | Process
MONITR | Monitor | LCC | Logic Control Chassis |  | LANL | M&TE
MONITR | Monitor | MON | Generic |  | LANL | M&TE
MONITR | Monitor | OM | Oxygen | Use when monitoring oxygen in a system, glovebox, etc. Where used as oxygen controller use ANLYZR/AO. Use ALARM/OIA if an alarming unit measuring room oxygen for personnel safety. | LANL | I&C
MONITR | Monitor | RM | Radiation |  | LANL | I&C
MONITR | Monitor | PCM | Personnel Contamination |  | 803.1 | I&C
MSCOPE | Microscope | SCPE | General |  | 5.1 | I&C
MSCOPE | Microscope | SEM | Scanning Electron |  | LANL | M&TE
MUFLR | Muffler | MUF | Muffler |  | ASME | Mech
OVEN | Oven | AUTO | Autoclave |  | ASME | Mech
OVEN | Oven | CAGE | Cage | Furnace Basket | LANL | Process
OVEN | Oven | GET | Gettering Oven |  | LANL | Process
OVEN | Oven | IND | Induction Furnace or Oven |  | ASME | Mech
OVEN | Oven | MUFL | Muffle Oven |  | LANL | Process
OVEN | Oven | OVEN | Generic |  | LANL | Process
OVEN | Oven | RES | Electric Resist Furnace/Ovn | Electric Resistance Furnace/Oven | LANL | Process
OVEN | Oven | RFHD | Radio Frequency Heater Device |  | LANL | Process
OVEN | Oven | TUBE | Tube within Oven |  | LANL | Process
OVEN | Oven | VCM | Vacuum Oven
PANEL | Panel | AFP | Argus Field Panel |  | LANL | Security
PANEL | Panel | CIP | Camera Interface |  | LANL | Process
PANEL | Panel | CMBP | Combination |  | LANL | Process
PANEL | Panel | CP | Control |  | LANL | Security
PANEL | Panel | CPL | Control |  | LANL | I&C
PANEL | Panel | EP | Emergency Power |  | LANL | I&C
PANEL | Panel | LP | Lighting Panel | Legacy use only, use PANEL/PP | LANL | I&C
PANEL | Panel | MBP | Maintenance Bypass Panel | This is for the separate panel with breakers like the bypass connected to UPS. | LANL | Elec
PANEL | Panel | MCC | Motor Control Center |  | LANL | Elec
PANEL | Panel | PL | Panel | Legacy use only, use PNL | 803.1 | I&C
PANEL | Panel | PNL | Panel | Generic use | 803.1 | I&C
PANEL | Panel | PP | Power Panel |  | 100 | Elec
PANEL | Panel | PPDC | Power, Direct Current |  | LANL | Elec
PANEL | Panel | RAP | Remote Access |  | LANL | Security
PANEL | Panel | SWBD | Switchboard (NEMA) |  | LANL | Elec
PANEL | Panel | SWGR | Switchgear (ANSI) |  | LANL | Elec
PEN | Penetration | FP | Floor or Ceiling |  | LANL | C/S/Arch
PEN | Penetration | WP | Wall or Roof |  | LANL | C/S/Arch
PILING | Piling | PILE | Foundations |  | LANL | C/S/Arch
PIPING | Piping | BLRG | Bleed Ring |  | LANL | Mech
PIPING | Piping | DMPR | Pulsation Dampener |  | LANL | Mech
PIPING | Piping | FLNG | Flange |  | LANL | Mech
PIPING | Piping | NZL | Nozzle |  | 803.1 | Mech
PIPING | Piping | PIPE | Pipe |  | LANL | Mech
PIPING | Piping | RF | Reducing Flange |  | ASME | Mech
PIPING | Piping | RO | Orifice, Restricting |  | ASME | Mech
PIPING | Piping | SMPL | Sampling |  | LANL | Mech
PIPING | Piping | VNTU | Venturi |  | LANL | Mech
PKLOTP | Parking Lot | PAVD | Paved |  | LANL | C/S/Arch
PKLOTP | Parking Lot | UPVD | Unpaved |  | LANL | C/S/Arch
PLUMB | Plumbing | HB | Hose Bib |  | LANL | C/S/Arch
PLUMB | Plumbing | PLFX | Generic Fixture | Sanitary Sewer | LANL | C/S/Arch
PLUMB | Plumbing | SNK | Sink |  | ASME | Mech
PLUMB | Plumbing | TOLT | Toilet or Commode | Sanitary Sewer | ASME | Plumb
PLUMB | Plumbing | URIN | Urinal | Sanitary Sewer | LANL | Plumb
POI | POI 3500 | TABL | Table | POI = Product of Inertia 3500 is a model number | LANL | Projects
PORT | Test Point or Port | AP | Analyzer |  | 5.1 | I&C
PORT | Test Point or Port | BP | Burner |  | 5.1 | I&C
PORT | Test Point or Port | PP@ | Pressure | Legacy, use PORT/PP going forward | 5.1 | I&C
PORT | Test Point or Port | SAMP | Sampler |  | 5.1 | I&C
PORT | Test Point or Port | TP | Temperature |  | 5.1mod | I&C
POTTY | Toilet | PAP | Mobile (Port-a-Potty) |  | IEEE | Process
POWER | Power | ENG | Engine |  | 803.1 | Mech
POWER | Power | HPU | Power Unit, Hydraulic |  | LANL | Mech
POWER | Power | INVT | Inverter |  | 803.1 | Mech
POWER | Power | JC | Control Power |  | 5.1 | I&C
POWER | Power | JX | Power Supply, Electric |  | LANL | Mech
POWER | Power | MO | Motor | Electric motor | 803.1 | Elec
POWER | Power | PDU | Power Distribution Unit |  | 5.1 | I&C
POWER | Power | PVNL | Photovoltaic Panel |  | 803.1 | Elec
POWER | Power | SUPR | Electric Supply Suppressor |  | 1100 | Elec
PPTT | Pipette | PPTT | Pipette |  | LANL | Elec
PRNT | Printer | PRNT | Printer or Plotter |  | IEEE | I&C
PROGRM | Program | ODR | Operations Directive | Not a real piece of equipment | LANL | All
PROGRM | Program | PROG | Program | Use for generic implementation of programs Not a real piece of equipment | LANL | All
PROGRM | Program | PSS | Personnel Safety System | Personnel Safety System Verification Not a real piece of equipment | LANL | All
PRSDEV | Pressure Device | PRD | Pressure Relief Device | Includes bubblers | LANL | Process
PRSDEV | Pressure Device | RPD | Rupture Disk or Disc |  | IEEE | I&C
PUMP | Pump | ACPV | Vacuum, Air Cooled |  | LANL | Mech
PUMP | Pump | P | Pump |  | 803.1 | Mech
PUMP | Pump | PAC | Acid or Chemical |  | 803.1 | Mech
PUMP | Pump | PBF | Boiler Feed |  | 803.1 | Mech
PUMP | Pump | PC | Condensate |  | LANL | Mech
PUMP | Pump | PCR | Circulating |  | LANL | Mech
PUMP | Pump | PCT | Cooling Tower |  | LANL | Mech
PUMP | Pump | PCW | Chilled/Cooling Water |  | LANL | Mech
PUMP | Pump | PDH | Hot Water, Domestic |  | LANL | Mech
PUMP | Pump | PDW | Deionized/Distilled Water |  | LANL | Mech
PUMP | Pump | PFO | Fuel Oil |  | LANL | Mech
PUMP | Pump | PG | Glycol |  | LANL | Mech
PUMP | Pump | PHO | Hydraulic |  | LANL | Mech
PUMP | Pump | PHW | Hot Water |  | LANL | Mech
PUMP | Pump | PO | Oil |  | LANL | Mech
PUMP | Pump | PPB | Pressure Boosting |  | LANL | Mech
PUMP | Pump | PS | Sump |  | LANL | Mech
PUMP | Pump | PSA | Sampler, Air |  | LANL | Mech
PUMP | Pump | PSR | Sewage, Raw |  | LANL | Mech
PUMP | Pump | PSUB | Submersible |  | LANL | Mech
PUMP | Pump | PSW | Sealant, Water |  | LANL | Mech
PUMP | Pump | PTW | Tempered Water |  | LANL | Mech
PUMP | Pump | PV | Vacuum |  | LANL | Mech
PUMP | Pump | PWS | Water Spray |  | LANL | Mech
PUMP | Pump | PWT | Waste Treatment |  | LANL | Mech
REAC | Reactor | REAC | Reactor |  | LANL | Mech
RECOVR | Recovery | CRU | Condensate Recover Unit |  | LANL | Mech
RECRDR | Recorder | CR | Conductivity |  |  | Process
RECRDR | Recorder | CR@ | Conductivity | Legacy, use RECRDR/CR going forward | ASME | Process
RECRDR | Recorder | FR | Flow |  | LANL | Mech
RECRDR | Recorder | HZR | Frequency |  | 5.1mod | I&C
RECRDR | Recorder | JR | Power |  | 5.1 | I&C
RECRDR | Recorder | LR | Level |  | 5.1 | I&C
RECRDR | Recorder | PR | Pressure |  | 5.1 | I&C
RECRDR | Recorder | PR@ | Pressure | Legacy, use RECRDR/PR going forward | 5.1 | I&C
RECRDR | Recorder | PRNT | Printer |  | 5.1 | I&C
RECRDR | Recorder | TR | Temperature |  | 5.1 | I&C
RECRDR | Recorder | WR | Weight or Force |  | 5.1mod | I&C
REGLTR | Regulator | 90 | Regulating Device | Electrical line regulating | 803.1 | Elec
REGLTR | Regulator | DGRS | Gas, District |  | 5.1 | I&C
REGLTR | Regulator | NGRS | Natural Gas |  | 803.1 | El Util Dwgs
REGLTR | Regulator | REG | Gas Bottle |  | LANL | Mech
REGLTR | Regulator | RPG | Pressure, Gas | Any gas other than natural gas, including air | LANL | Mech
REGLTR | Regulator | RPW | Pressure, Water |  | LANL | Mech
REGLTR | Regulator | RV | Voltage |  | LANL | Mech
RELAY | Relay | 3 | Checking or Interlocking |  | 803.1 | Elec
RELAY | Relay | 27 | Under voltage |  | 803.1 | Elec
RELAY | Relay | 50 | Instantaneous Overcurrent |  | 803.1 | Elec
RELAY | Relay | 51 | AC Time Overcurrent |  | 803.1 | Elec
RELAY | Relay | 59 | Overvoltage |  | 803.1 | Elec
RELAY | Relay | 81 | Frequency |  | 803.1 | Elec
RELAY | Relay | 87 | Differential Protective |  | 803.1 | Elec
RELAY | Relay | AY | Analyzer |  | 803.1 | El Util Dwgs
RELAY | Relay | BY | Burner |  | 803.1 | El Util Dwgs
RELAY | Relay | EY | Voltage |  | 5.1 | I&C
RELAY | Relay | FQY | Flow, Quantity |  | 5.1 | I&C
RELAY | Relay | FY | Flow Rate |  | 5.1 | I&C
RELAY | Relay | IY | Current |  | 5.1 | I&C
RELAY | Relay | JY | Power |  | 5.1 | I&C
RELAY | Relay | KY | Time |  | 5.1 | I&C
RELAY | Relay | LSI | Adjustable Trip | A combination of adjustable trip functions including long-time ampere rating, long-time delay, short-time pickup, short-time delay and defeatable instantaneous pickup. | 5.1 | I&C
RELAY | Relay | LY | Level |  | 5.1 | I&C
RELAY | Relay | PDY | Differential Pressure |  | 5.1 | I&C
RELAY | Relay | PR | Protective |  | 5.1 | I&C
RELAY | Relay | PY | Pressure |  | 5.1 | I&C
RELAY | Relay | QY | Quantity |  | LANL | Elec
RELAY | Relay | RLY | Relay Module | TA 55 Only | 5.1 | I&C
RELAY | Relay | RY | Radiation |  | 5.1 | I&C
RELAY | Relay | SY | Speed |  | IEEE | Elec
RELAY | Relay | TDY | Differential Temperature |  | 5.1 | I&C
RELAY | Relay | TY | Temperature |  | 5.1 | I&C
RELAY | Relay | UY | Multivariable |  | 5.1 | I&C
RELAY | Relay | VY | Vibration Analysis |  | 5.1 | I&C
RELAY | Relay | WDY | Force Differential |  | 5.1 | I&C
RELAY | Relay | WY | Weight or Force |  | 5.1 | I&C
RELAY | Relay | YY | Presence or State |  | 5.1 | I&C
RELAY | Relay | ZDY | Deviation |  | 5.1 | I&C
RELAY | Relay | ZY | Position |  | 5.1 | I&C
RESN | Resin | RESN | Resin |  | 5.1 | I&C
RGD | Radiation Generating Device | COL | X-Ray Collimator | External Secondary Collimator | LANL | Process
RGD | Radiation Generating Device | FAC | X-Ray Filter Aperture Changer |  | LANL | Process
RGD | Radiation Generating Device | MFD | X-Ray Motorized Filter Changer |  | LANL | Process
RGD | Radiation Generating Device | RGD | Radiation Generating Device |  | LANL | Process
RGD | Radiation Generating Device | XRG | X-Ray Generator |  | LANL | Process
RNG | Roads & Grounds | CPRT | Counter, Portable |  | LANL | M&TE
RNG | Roads & Grounds | CTRM | Counter, Permanent |  | LANL | M&TE
RNG | Roads & Grounds | MKGS | Markings |  | LANL | M&TE
RNG | Roads & Grounds | PVMT | Pavement (Asphalt/Concrete) |  | LANL | M&TE
RNG | Roads & Grounds | RDLC | Local |  | ASME | C/S/Arch
RNG | Roads & Grounds | RDPM | Primary |  | LANL | C/S/Arch
RNG | Roads & Grounds | RDSC | Secondary |  | LANL | C/S/Arch
RNG | Roads & Grounds | RDUP | Unpaved |  | LANL | C/S/Arch
RNG | Roads & Grounds | RPP | Road/Park Lots, Paved |  | LANL | C/S/Arch
RNG | Roads & Grounds | RSPM | Sign, Radar Speed, Permanent |  | LANL | C/S/Arch
RNG | Roads & Grounds | RSPT | Sign, Radar Speed, Portable |  | LANL | C/S/Arch
RNG | Roads & Grounds | RUP | Road/Park Lots, Unpaved |  | LANL | C/S/Arch
RNG | Roads & Grounds | SDWK | Sidewalk |  | LANL | C/S/Arch
RNG | Roads & Grounds | SIGN | Sign |  | LANL | C/S/Arch
RNG | Roads & Grounds | SOIL | Soil |  | LANL | C/S/Arch
RNG | Roads & Grounds | SPSR | Superstructure |  | LANL | C/S/Arch
RNG | Roads & Grounds | SUBS | Substructure |  | LANL | C/S/Arch
RNG | Roads & Grounds | TGNL | Signal, Traffic |  | LANL | C/S/Arch
RNG | Roads & Grounds | TRL | Trail |  | LANL | C/S/Arch
RNG | Roads & Grounds | TRM | Traffic Calming |  | LANL | C/S/Arch
RNG | Roads & Grounds | TUNL | Tunnel |  | LANL | C/S/Arch
ROBOT | Robot | RMHD | Robotic Material Handler | May also perform machining, inspection, etc. | LANL | C/S/Arch
ROOF | Roof | CNST | Construction |  | LANL | C/S/Arch
ROOF | Roof | COVR | Covering |  | LANL | C/S/Arch
ROOF | Roof | RS | Roof, generic |  | LANL | C/S/Arch
RP | Reference Point | RP | Reference Point |  | LANL | I&C
SAFE | Safe | SAFE | Safe |  | LANL | Process
SAFETY | Safety | FPE | Fall Protection Equipment |  | LANL | C/S/Arch
SAMPLR | Sampler | ASE | Air Sampler, Exhaust Stack |  | LANL | Process
SB | Screen Bar | SB | Screen Bar, Mechanical |  | LANL | C/S/Arch
SCRUBR | Scrubber | SCB | Scrubber |  | LANL | Mech
SCRUBR | Scrubber | SF | Fume |  | LANL | Mech
SENSOR | Sensor | BE | Burner |  | 803.1 | El Util Dwgs
SENSOR | Sensor | CE | Conductivity |  | 5.1 | I&C
SENSOR | Sensor | EE | Voltage |  | 5.1 | I&C
SENSOR | Sensor | EM | Signal Isolator/Conditioner |  | 5.1 | I&C
SENSOR | Sensor | FE | Flow |  | 5.1 | I&C
SENSOR | Sensor | FE@ | Flow | Legacy, use SENSOR/FE going forward | 5.1 | I&C
SENSOR | Sensor | FQE | Flow, Quantity |  | 5.1 | I&C
SENSOR | Sensor | IE | Current |  | 5.1 | I&C
SENSOR | Sensor | JE | Power |  | 5.1 | I&C
SENSOR | Sensor | KE | Time |  | 5.1 | I&C
SENSOR | Sensor | LDC | Load Cell |  | 5.1 | I&C
SENSOR | Sensor | LE | Level |  | 5.1 | I&C
SENSOR | Sensor | ME | Moisture |  | 803.1 | M&TE
SENSOR | Sensor | OI | Oxygen |  | 5.1 | I&C
SENSOR | Sensor | PAE | Analyzer |  | 803.1 | El Util Dwgs
SENSOR | Sensor | PDE | Differential Pressure |  | 5.1 | I&C
SENSOR | Sensor | PES | Pressure |  | 5.1 | I&C
SENSOR | Sensor | PHE | pH |  | 5.1 | I&C
SENSOR | Sensor | QE | Quantity |  | 5.1 | I&C
SENSOR | Sensor | RE | Radiation |  | 5.1 | I&C
SENSOR | Sensor | SE | Speed |  | 5.1 | I&C
SENSOR | Sensor | SESE | Seismic |  | 5.1 | I&C
SENSOR | Sensor | SNSR | Generic |  | 5.1 | I&C
SENSOR | Sensor | TE | Temperature |  | 5.1 | I&C
SENSOR | Sensor | VE | Vibration |  | ASME | I&C
SENSOR | Sensor | WDE | Force Differential |  | 5.1 | I&C
SENSOR | Sensor | WE | Weight or Force |  | 5.1 | I&C
SENSOR | Sensor | WRE | Wear |  | 5.1 | I&C
SENSOR | Sensor | XE | Special |  | 5.1 | I&C
SENSOR | Sensor | YZ | Presence or State |  | 5.1 | I&C
SENSOR | Sensor | ZDE | Deviation |  | 5.1 | I&C
SENSOR | Sensor | ZE | Zone or Position |  | 5.1 | I&C
SEPART | Separator | SEP | Separator, Generic | F01 Outside of F01, TANK/TSA is used for air separators | LANL | Mech
SEPART | Separator | SO | Oil |  | LANL | Mech
SEWAGE | Sewage | SLS | Lift Station |  | 803.1 | Process
SEWAGE | Sewage | SMF | Main, Force |  | LANL | Mech
SHADES | Shades | SHDE | Shades (Window/Door) |  | LANL | C/S/Arch
SHIELD | Shielding | SHLD | Radioactive or Other |  | LANL | C/S/Arch
SHKTBL | Shaker Table | AMPL | Amplifier |  | LANL | Projects
SHKTBL | Shaker Table | SHKR | Shaker |  | LANL | Projects
SHKTBL | Shaker Table | ST | Shaker Table |  | LANL | Projects
SHOPEQ | Shop Equipment | BB | Bead Blaster |  | LANL | Shop
SHOPEQ | Shop Equipment | CFL | Cutting Fluid System | Provides cutting oil for cooling and lubrication to machining operations such as milling machine, lathe, drill press, etc. | LANL | Shop
SHOPEQ | Shop Equipment | DP | Drill Press |  | LANL | Shop
SHOPEQ | Shop Equipment | DRL | Drill, power or hand operated |  | LANL | Shop
SHOPEQ | Shop Equipment | EDM | Electrical Discharge Machine |  | LANL | Shop
SHOPEQ | Shop Equipment | ETCH | Etcher |  | LANL | Shop
SHOPEQ | Shop Equipment | EWM | Electric Welder |  | LANL | Shop
SHOPEQ | Shop Equipment | GHD | Grinder, Hand |  | LANL | Shop
SHOPEQ | Shop Equipment | GRB | Grinder, Belt |  | LANL | Shop
SHOPEQ | Shop Equipment | GRP | Grinder, Pedestal |  | LANL | Shop
SHOPEQ | Shop Equipment | GRS | Grinder, Surface |  | LANL | Shop
SHOPEQ | Shop Equipment | LAT | Lathe |  | LANL | Shop
SHOPEQ | Shop Equipment | LMF | Lock, Metal Former |  | LANL | Shop
SHOPEQ | Shop Equipment | MF | Metal Forming Machine |  | LANL | Shop
SHOPEQ | Shop Equipment | MM | Milling Machine |  | LANL | Shop
SHOPEQ | Shop Equipment | MNC | Mill, Numeric Control |  | LANL | Shop
SHOPEQ | Shop Equipment | NOTC | Notcher |  | LANL | Shop
SHOPEQ | Shop Equipment | PH | Press, Hydraulic |  | LANL | Shop
SHOPEQ | Shop Equipment | PISO | Press, Isostatic |  | LANL | Shop
SHOPEQ | Shop Equipment | PLAS | Plasma Cutter |  | LANL | Shop
SHOPEQ | Shop Equipment | PLSH | Polisher |  | LANL | Shop
SHOPEQ | Shop Equipment | PNCH | Punch |  | LANL | Shop
SHOPEQ | Shop Equipment | PPNU | Press, Pneumatic |  | LANL | Shop
SHOPEQ | Shop Equipment | RMF | Roller, Metal Forming |  | LANL | Shop
SHOPEQ | Shop Equipment | SAW | Saw |  | LANL | Shop
SHOPEQ | Shop Equipment | SBL | Sand Blaster |  | LANL | Shop
SHOPEQ | Shop Equipment | SD | Sander |  | LANL | Shop
SHOPEQ | Shop Equipment | SMC | Shear, Metal Cutting |  | LANL | Shop
SHOPEQ | Shop Equipment | TOOL | Tool/Tooling |  | LANL | Shop
SHOPEQ | Shop Equipment | TQS | Screwdriver, Torque |  | LANL | Shop
SHOPEQ | Shop Equipment | TQW | Wrench, Torque |  | LANL | Shop
SHOPEQ | Shop Equipment | USC | Ultrasonic Cleaner or Bath |  | LANL | Shop
SHOPEQ | Shop Equipment | WB | Workbench |  | LANL | Shop
SHOPEQ | Shop Equipment | WJ | Water Jet |  | LANL | Shop
SHOWER | Shower | COMB | Combination Safety Shower/Eye |  | 803.1 | M&TE
SHOWER | Shower | EW | Eyewash |  | ASME | Shop
SHOWER | Shower | SHD | Decontamination |  | LANL | Mech
SHOWER | Shower | SHR | Shower, Non-Safety/Non-Decon |  | LANL | Mech
SHOWER | Shower | SHS | Safety |  | LANL | Mech
SHRDR | Shredder | SHDR | Shredder |  | 803.1 | Mech
SLAB | Slab | SLAB | Slab, Standard on Grade |  | LANL | Mech
SPACER | Spacer | DWR | Bisco Divider | F01 Only | LANL | Programs
SPACER | Spacer | SPCR | Spacer | F01 Only | LANL | Programs
SPRT | Support | RSNT | Restraint | Includes beams, cables, etc. | ASME | Mech
SPRT | Support | SPRT | Support Mechanism & Stands |  | ASME | Mech
STACK | Stack | ES | Exhaust |  | LANL | Mech
STAIRS | Stairs | CNST | Construction |  | ASME | Mech
STN | Station | BAS | Breathing Air |  | LANL | Mech
STN | Station | STA | Station | Except Breathing Air | ASME | Mech
STN | Station | TBTS | Tube Trailer Station |  | LANL | Mech
STRG | Storage | KRDX | Automated and Retrieval |  | ASME | Mech
STRG | Storage | RACK | Rack |  | LANL | Mech
STRG | Storage | SHLO | Shelves or Shelf |  | LANL | Mech
STRTR | Starter | MSTR | Motor |  | LANL | C/S/Arch
STRTR | Starter | PSTR | Pneumatic |  | LANL | C/S/Arch
SUBSTN | Substation | RCTR | Current Limiting Reactor |  | 803.1 | El Util Dwgs
SUBSTN | Substation | SSBU | Bus (HV) |  | LANL | El Util Dwgs
SUBSTN | Substation | SUB | Substation (HV) |  | LANL | El Util Dwgs
SUBSTN | Substation | SUS | Unit, Secondary | Includes "unitized substation" which is comprised of 15kV switch, Transformer, Low Voltage Gear, all in one connected package. | 803.1 | El Util Dwgs
SUBSTR | Substructure | SUBS | Substructure | 500069 and 540038 Only | LANL | C/S/Arch
SWITCH | Switch | 33 | Position (HV) |  | 803.1 | El Util Dwgs
SWITCH | Switch | 63 | Pressure (HV) |  | 803.1 | El Util Dwgs
SWITCH | Switch | 89 | Line |  | 803.1 | El Util Dwgs
SWITCH | Switch | AIS | Indicating, Analyzer |  | 803.1 | El Util Dwgs
SWITCH | Switch | AITS | Transmit, Ind, Anlyzr | Transmitting, Indicating, Analyzer | 803.1 | El Util Dwgs
SWITCH | Switch | AS | Analyzer |  | 5.1 | I&C
SWITCH | Switch | ASH | Analyzer High |  | 5.1 | I&C
SWITCH | Switch | ASHL | Analyzer, High or Low |  | 5.1 | I&C
SWITCH | Switch | ASL | Analyzer, Low |  | 5.1 | I&C
SWITCH | Switch | ATS | Automatic, Transfer |  | 5.1 | I&C
SWITCH | Switch | BMS | Balanced Magnetic |  | 5.1 | I&C
SWITCH | Switch | BSH | Burner, High |  | 1100 | I&C
SWITCH | Switch | BSHL | Burner High or Low |  | LANL | I&C
SWITCH | Switch | BSL | Burner Low |  | 5.1 | I&C
SWITCH | Switch | BTN | Button |  | 5.1 | I&C
SWITCH | Switch | CDD | Circuit Disconnect |  | 5.1 | I&C
SWITCH | Switch | CIS | Indicating Conductivity |  | ASME | I&C
SWITCH | Switch | CS | Conductivity |  | 5.1mod | I&C
SWITCH | Switch | CS@ | Switch, conductivity | Legacy, use SWITCH/CS going forward | 5.1mod | I&C
SWITCH | Switch | EIS | Indicating Voltage |  | 5.1 | I&C
SWITCH | Switch | ES | Ethernet Switch |  | LANL | I&C
SWITCH | Switch | ESH | Voltage High |  | 5.1 | I&C
SWITCH | Switch | ESHL | Voltage High or Low |  | 5.1 | I&C
SWITCH | Switch | ESL | Voltage Low |  | 5.1 | I&C
SWITCH | Switch | FFS | Switch, flow, ratio |  | 5.1 | I&C
SWITCH | Switch | FFSH | Flow Ratio High |  | 5.1 | I&C
SWITCH | Switch | FFSL | Flow Ratio Low |  | 5.1 | I&C
SWITCH | Switch | FIS | Flow Indicating |  | 5.1 | I&C
SWITCH | Switch | FQIS | Indicating Totalizing Flow |  | 5.1 | I&C
SWITCH | Switch | FQS | Flow Totalized |  | 5.1 | I&C
SWITCH | Switch | FQSH | Flow Quantity High |  | 5.1 | I&C
SWITCH | Switch | FQSL | Flow Quantity Low |  | 5.1 | I&C
SWITCH | Switch | FS | Flow |  | 803.1 | I&C
SWITCH | Switch | FS@ | Flow | Legacy, use SWITCH/FS going forward | 5.1 | I&C
SWITCH | Switch | FSH | Flow, High |  | 5.1 | I&C
SWITCH | Switch | FSHL | Flow, High or Low |  | 5.1 | I&C
SWITCH | Switch | FSL | Flow, Low |  | 5.1 | I&C
SWITCH | Switch | FSW | Flow (TA-55 Not Preferred) | Legacy, use SWITCH/FS going forward | LANL | I&C
SWITCH | Switch | HIS | Hand Indicating |  | 5.1 | I&C
SWITCH | Switch | HOA | Hand Off Auto or Selector |  | LANL | I&C
SWITCH | Switch | HS | Hand |  | 5.1 | I&C
SWITCH | Switch | IIS | Indicating Current |  | LANL | I&C
SWITCH | Switch | IS | Current |  | 5.1 | I&C
SWITCH | Switch | ISH | Current High |  | 5.1 | I&C
SWITCH | Switch | ISHL | Current High or Low |  | 5.1 | I&C
SWITCH | Switch | ISL | Current Low |  | 5.1 | I&C
SWITCH | Switch | JS | Power |  | 5.1 | I&C
SWITCH | Switch | JSH | Power High |  | 5.1 | I&C
SWITCH | Switch | JSHL | Power High or Low |  | 5.1 | I&C
SWITCH | Switch | JSL | Power Low |  | 5.1 | I&C
SWITCH | Switch | KIS | Indicating Time |  | 5.1 | I&C
SWITCH | Switch | KS | Timer |  | 5.1 | I&C
SWITCH | Switch | KSH | Time High |  | 5.1 | I&C
SWITCH | Switch | KSHL | Time High or Low |  | 5.1 | I&C
SWITCH | Switch | KSL | Time Low |  | 5.1 | I&C
SWITCH | Switch | LIS | Indicating Level |  | 5.1 | I&C
SWITCH | Switch | LS | Level |  | 5.1 | I&C
SWITCH | Switch | LSH | Level High |  | 5.1 | I&C
SWITCH | Switch | LSHH | Level High-High |  | 5.1 | I&C
SWITCH | Switch | LSHL | Level High or Low |  | 5.1 | I&C
SWITCH | Switch | LSL | Level Low |  | 5.1 | I&C
SWITCH | Switch | LSLL | Level Low-Low |  | 5.1 | I&C
SWITCH | Switch | MIS | Indicating Moisture |  | 5.1 | I&C
SWITCH | Switch | MS | Moisture |  | 5.1 | I&C
SWITCH | Switch | MTS | Manual Transfer |  | 5.1 | I&C
SWITCH | Switch | PDIH | Indicate Press. Diff. High |  | 5.1 | I&C
SWITCH | Switch | PDIL | Indicate Press. Diff. Low |  | 5.1 | I&C
SWITCH | Switch | PDIS | Indicate Pressure Differential |  | 5.1 | I&C
SWITCH | Switch | PDS | Pressure Differential |  | 5.1 | I&C
SWITCH | Switch | PDSH | Pressure Differential High |  | 5.1 | I&C
SWITCH | Switch | PDSL | Pressure Differential Low |  | 5.1 | I&C
SWITCH | Switch | PIS | Indicating Pressure |  | 5.1 | I&C
SWITCH | Switch | PS | Pressure |  | 5.1 | I&C
SWITCH | Switch | PS@ | Pressure | Legacy, use SWITCH/PS going forward | 5.1 | I&C
SWITCH | Switch | PSH | Pressure High |  | 5.1 | I&C
SWITCH | Switch | PSHL | Pressure High or Low |  | 5.1 | I&C
SWITCH | Switch | PSL | Pressure Low |  | 5.1 | I&C
SWITCH | Switch | PSLL | Pressure Low-Low |  | 5.1 | I&C
SWITCH | Switch | QSH | Quantity High |  | 5.1 | I&C
SWITCH | Switch | QSHL | Quantity High or Low |  | 5.1 | I&C
SWITCH | Switch | QSL | Quantity Low |  | 5.1 | I&C
SWITCH | Switch | RIS | Indicating Radiation |  | 5.1 | I&C
SWITCH | Switch | RSH | Radiation High |  | 5.1 | I&C
SWITCH | Switch | RSHL | Radiation High or Low |  | 5.1 | I&C
SWITCH | Switch | RSL | Radiation Low |  | 5.1 | I&C
SWITCH | Switch | SIS | Indicating Speed |  | 5.1 | I&C
SWITCH | Switch | SPM | Pad Mounted |  | 5.1 | I&C
SWITCH | Switch | SS | Speed |  | 5.1 | I&C
SWITCH | Switch | SSH | Speed High |  | LANL | I&C
SWITCH | Switch | SSHL | Speed High or Low |  | 5.1 | I&C
SWITCH | Switch | SSL | Speed Low |  | 5.1 | I&C
SWITCH | Switch | ST | Transformer |  | 5.1 | I&C
SWITCH | Switch | SV | Vacuum |  | 5.1 | I&C
SWITCH | Switch | SW | Generic |  | LANL | I&C
SWITCH | Switch | TDS | Temperature Differential |  | LANL | I&C
SWITCH | Switch | TDSH | Temp. Differential High |  | ASME | I&C
SWITCH | Switch | TDSL | Temp. Differential Low |  | 5.1 | I&C
SWITCH | Switch | TIS | Indicating Temperature |  | 5.1 | I&C
SWITCH | Switch | TS | Temperature |  | 5.1 | I&C
SWITCH | Switch | TS@ | Temperature | Legacy, use SWITCH/TS going forward | 5.1 | I&C
SWITCH | Switch | TSH | Temperature High |  | 5.1 | I&C
SWITCH | Switch | TSHL | Temperature High or Low |  | 5.1 | I&C
SWITCH | Switch | TSL | Temperature Low |  | 5.1 | I&C
SWITCH | Switch | VIS | Indicating Vibration |  | 5.1 | I&C
SWITCH | Switch | VS | Vibration |  | 5.1 | I&C
SWITCH | Switch | VSH | Vibration High |  | 5.1 | I&C
SWITCH | Switch | VSHL | Vibration High or Low |  | 5.1 | I&C
SWITCH | Switch | VSL | Vibration Low |  | 5.1 | I&C
SWITCH | Switch | WDSH | Force Differential High |  | 5.1 | I&C
SWITCH | Switch | WDSL | Force Differential Low |  | 5.1 | I&C
SWITCH | Switch | WIS | Indicating Weight or Force |  | 5.1 | I&C
SWITCH | Switch | WSH | Weight or Force High |  | 5.1 | I&C
SWITCH | Switch | WSHL | Weight or Force High or Low |  | 5.1 | I&C
SWITCH | Switch | WSL | Weight or Force Low |  | 5.1 | I&C
SWITCH | Switch | XIS | Indicating Special |  | 5.1 | I&C
SWITCH | Switch | YSH | Presence or State High |  | 5.1 | I&C
SWITCH | Switch | YSL | Presence or State Low |  | LANL | I&C
SWITCH | Switch | ZDSH | Deviation High |  | 5.1 | I&C
SWITCH | Switch | ZDSL | Deviation Low |  | 5.1 | I&C
SWITCH | Switch | ZIS | Indicating Zone or Position |  | 5.1 | I&C
SWITCH | Switch | ZS | Position or Tamper |  | 5.1 | I&C
SWITCH | Switch | ZSC | Position Closed |  | 5.1 | I&C
SWITCH | Switch | ZSH | Position High |  | 5.1 | I&C
SWITCH | Switch | ZSHL | Position High or Low |  | 5.1 | I&C
SWITCH | Switch | ZSL | Position Low |  | 5.1 | I&C
SYSTEM | System | SVC | Static VAR Compensator |  | 5.1 | I&C
SYSTEM | System | SYS | One entry for all equip in sys |  | ASME | All
TABLE | Table | PLAT | Platform (Fixed/Moveable) |  | 5.1 | I&C
TABLE | Table | TBL | Table (Not Lift) |  | IEEE519 | El Util Dwgs
TABLE | Table | TTT | Turntable |  | ASME | El Util Dwgs
TANK | Tank | BDWN | Boiler Blowdown Flash Tank |  | 14.38 | Mech
TANK | Tank | COL | Pyrex Vertical Columns |  | LANL | Mech
TANK | Tank | LT | Liquid Waste | RLWLLW only | LANL | Mech
TANK | Tank | TAC | Acid or Chemical |  | LANL | C/S/Arch
TANK | Tank | TCA | Compressed Air |  | LANL | Mech
TANK | Tank | TCF | Condensate Flash |  | LANL | C/S/Arch
TANK | Tank | TCI | Chemical Injection |  | LANL | Mech
TANK | Tank | TCS | Condensate Steam |  | LANL | Mech
TANK | Tank | TCW | Condensate Water |  | LANL | Mech
TANK | Tank | TEFF | Effluent |  | LANL | Mech
TANK | Tank | TFUL | Fuel |  | LANL | Mech
TANK | Tank | TG | Glycol |  | LANL | Mech
TANK | Tank | THP | Hydraulic Pressure |  | LANL | Mech
TANK | Tank | TK | Tank |  | LANL | Mech
TANK | Tank | TO | Oil |  | LANL | Mech
TANK | Tank | TPWS | Potable Water Storage |  | 803.1 | Mech
TANK | Tank | TRC | Refrigeration |  | LANL | Mech
TANK | Tank | TRS | Retention or Storage |  | LANL | Mech
TANK | Tank | TSA | Tank, Separator, Air | F01 typically uses SEPART/SEP | LANL | Mech
TANK | Tank | TV | Vacuum |  | LANL | Mech
TANK | Tank | TWC | Water, Chilled or Cooling |  | LANL | Mech
TANK | Tank | TWD | Water, Deionized/Demin. |  | LANL | Mech
TANK | Tank | TWH | Water Hot |  | LANL | Mech
TANK | Tank | TWS | Water Sealant |  | LANL | Mech
TANK | Tank | TWT | Waste Treatment |  | LANL | Mech
TANK | Tank | TX | Expansion |  | LANL | Mech
TANK | Tank | VENT | Tank Vent |  | LANL | Mech
TANK | Tank | VP | Vessel Pressure |  | LANL | Mech
TEST | Test | CBT | Set/Relay/Overload/Cktbkr |  | LANL | Elec
TEST | Test | GX | Balance |  | LANL | Mech
TEST | Test | PTR | Pressure Test Rig |  | LANL | Mech
TEST | Test | TQT | Torque |  | LANL | M&TE
TEST | Test | TSTE | Equipment (generic) |  | LANL | M&TE
TEST | Test | WW | Wig-wag Gate, Tool |  | LANL | M&TE
TND | Transmission & Distribution | CEO | Circuit, Electric, Overhead |  | ASME | M&TE
TND | Transmission & Distribution | CEU | Circuit, Electric, Underground |  | LANL | M&TE
TND | Transmission & Distribution | LET | Line, Electric, Transmission |  | LANL | C/S/Arch
TND | Transmission & Distribution | PE | Pole, Electrical Distribution |  | LANL | El Util Dwgs
TOTAL | Totalizer | EQ | Voltage |  | LANL | El Util Dwgs
TOTAL | Totalizer | FQ | Flow |  | LANL | El Util Dwgs
TOTAL | Totalizer | IQ | Current |  | 5.1 | Process
TOTAL | Totalizer | JWHQ | Power, Watt-Hour |  | 5.1 | I&C
TOTAL | Totalizer | KQ | Time |  | 5.1 | I&C
TOWER | Tower | TC | Cooling |  | 5.1 | I&C
TOWER | Tower | TLA | Electric PNM LA |  | 5.1 | I&C
TOWER | Tower | TMP | Electric PNM MP |  | LANL | I&C
TOWER | Tower | TNL | Electric PNM NL |  | LANL | Mech
TOWER | Tower | TTE | Electric PNM TE |  | LANL | El Util Dwgs
TRACTR | Tractor | LDR | Large Front End Loaders/Dozers |  | LANL | El Util Dwgs
TRACTR | Tractor | MOWR | Riding/Walking Mowers |  | LANL | El Util Dwgs
TRACTR | Tractor | TRCH | Trencher |  | LANL | Mobile Eq
TRACTR | Tractor | TRCT | Generic |  | LANL | Mobile Eq
TRAP | Trap | GT | Grease |  | LANL | Mobile Eq
TRAP | Trap | TRP | Generic |  | LANL | Mobile Eq
TRAP | Trap | TRPP | Primer |  | LANL | Mobile Eq
TRAP | Trap | TS | Steam |  | 803.1 | Mech
TRLR | Trailer | TLRB | Box |  | LANL | Mech
TRLR | Trailer | TLRD | Dump |  | LANL | Mech
TRLR | Trailer | TLRF | Flatbed |  | LANL | Mech
TRLR | Trailer | TRLR | Generic |  | LANL | C/S/Arch
TROLEY | Trolley | TRLY | Trolley |  | ASME | Mech
TROLEY | Trolley | TRYT | Tunnel |  | ASME | Mobile Eq
TRUCK | Truck | CRGO | Enclosed Cargo Boxes |  | ASME | Mobile Eq
TRUCK | Truck | DUMP | Dump |  | LANL | Mech
TRUCK | Truck | FLAT | Flatbed |  | LANL | Mobile Eq
TRUCK | Truck | FUEL | For Refueling Equipment |  | LANL | Mobile Eq
TRUCK | Truck | PKUP | Pickup |  | LANL | Mobile Eq
TRUCK | Truck | TCTR | Semi-Truck Tractor |  | LANL | Mobile Eq
TRUCK | Truck | TRCK | Truck | Generic | LANL | Mobile Eq
TRUCK | Truck | TUBE | Tube (Delivery of Gases) |  | LANL | Mobile Eq
TRUCK | Truck | UTV | ATV's, Side-by-Sides |  | LANL | Mobile Eq
TSTTBL | Test Table | TTBL | Test Table |  | LANL | Projects
TUMBLR | Tumbler | DT | Drum |  | LANL | Process
TURBIN | Turbine | TSD | Steam Driven |  | LANL | Mech
TURBIN | Turbine | TURB | Generic |  | ASME | Mech
UPS | Uninterruptible Power Supply | UPS | Uninterruptible Power Supply |  | LANL | Process
VALVE | Valve | AAV | Automatic Air Vent (Hydronic) |  | 1100 | Mech
VALVE | Valve | AFCV | Automatic Fixture Control |  | 803.1 | Mech
VALVE | Valve | AOBV | Air Operated, Ball |  | LANL | Mech
VALVE | Valve | AOV | Air Operated |  | LANL | Mech
VALVE | Valve | ARV | Air Release |  | AWWA | Mech
VALVE | Valve | BFP | Backflow Preventer |  | LANL | Mech
VALVE | Valve | BVT | Ball, Trunnion |  | AWWA | Mech
VALVE | Valve | CV | Check |  | LANL | Mech
VALVE | Valve | FCV | Control Flow |  | 5.1 | Mech
VALVE | Valve | FICV | Control Indicating Flow |  | LANL | Mech
VALVE | Valve | GV | Gate |  | 5.1 | Mech
VALVE | Valve | HV | Hand | Manually operated valve. See also VALVE/V. | 5.1 | Mech
VALVE | Valve | KCV | Control Timed |  | 5.1 | Mech
VALVE | Valve | KV | Key Valve | Natural Gas | LANL | Utilities
VALVE | Valve | LCV | Level Control |  | 5.1 | Mech
VALVE | Valve | NV | Needle |  | LANL | Mech
VALVE | Valve | PCV | Control Pressure |  | 5.1 | Mech
VALVE | Valve | PDCV | Control Differential Pressure |  | 5.1 | Mech
VALVE | Valve | PRD | Pressure Regulating Device |  | 5.1 | Mech
VALVE | Valve | PRV | Pressure Relief | Preferred acronym for all relief valves (e.g., liquid service, proportional opening), but not for safety valves. Some legacy use for Pressure Reducing Valves; use VPR going forward. | 5.1 | Mech
VALVE | Valve | PSV | Pressure Safety | Pressure relief with popping action (typically for gas, steam, or vapor). | LANL | Mech
VALVE | Valve | RPV | Residual Pressure |  | LANL | Mech
VALVE | Valve | RVS | Regulator, Steam |  | 5.1 | Mech
VALVE | Valve | SCV | Speed Control |  | 5.1 | Mech
VALVE | Valve | SLV | Spring Loaded Valve | Deadman / Spring Return Valve | LANL | Mech
VALVE | Valve | SOV | Solenoid |  | 5.1 | Mech
VALVE | Valve | TCV | Temperature Control |  | 5.1 | Mech
VALVE | Valve | TDCV | Differential Temp Control | Differential Temperature Control | LANL | Mech
VALVE | Valve | TSV | Temperature Safety Valve |  | 5.1 | Mech
VALVE | Valve | V | Valve | Manually operated valve. See also VALVE/HV. 55-0400 has 108 dampers with Eq T&S of VALVE/V. Allowed for RLUOB Only | 5.1 | Mech
VALVE | Valve | VABG | Gate Aeration Basin |  | 5.1 | Mech
VALVE | Valve | VB | Block |  | 803.1 | Mech
VALVE | Valve | VBG | Burner Gas |  | LANL | Mech
VALVE | Valve | VBK | Vacuum Breaker |  | LANL | Mech
VALVE | Valve | VBO | Burner Oil |  | LANL | Mech
VALVE | Valve | VBW | Block Water |  | LANL | Mech
VALVE | Valve | VC | Valve, check | Legacy, use VALVE/CV going forward | LANL | Mech
VALVE | Valve | VENT | Vent |  | LANL | Mech
VALVE | Valve | VEQG | Gate Equalization Basin |  | LANL | Mech
VALVE | Valve | VM | Motor Operated |  | LANL | Mech
VALVE | Valve | VPR | Pressure Reducing |  | LANL | Mech
VALVE | Valve | WCV | Control Force |  | LANL | Mech
VALVE | Valve | WDCV | Control Force Differential |  | LANL | Mech
VALVE | Valve | ZCV | Control Force or Position |  | LANL | Mech
VALVE | Valve | ZDCV | Control Deviation |  | 5.1 | Mech
VAPOR | Vaporizer | VPZR | Vaporizer | Typically used to turn liquids to gases | LANL | Mech
VFD | Variable Frequency Drive | CDD | Circuit Disconnect | Use only where the disconnect switch is physically part of the VFD. | 5.1 | I&C
VIBI | Vibrator | VIBI | Vibrator |  | 5.1 | Mech
WALL | Wall | CNST | Construction |  | 5.1 | C/S/Arch
WALL | Wall | FNSH | Finish |  | 5.1 | C/S/Arch
WATER | Water | DMN | Demineralizer |  | LANL | Mech
WATER | Water | DNZ | Deionized, Water Unit |  | LANL | Mech
WATER | Water | DWS | Water Softener |  | LANL | Mech
WATER | Water | IX | DI Water Ion Exchanger |  | LANL | C/S/Arch
WATER | Water | ROU | Reverse Osmosis Unit |  | LANL | Mech
WATER | Water | WHA | Hammer, Arrestor |  | LANL | Mech
WEIR | Weir | WGS | Weir Gate, Sludge/Storm water |  | LANL | C/S/Arch
WELL | Well | FW | Floor Well | For storage of radioactive material | LANL | Projects
WELL | Well | TW | Thermal (Thermowell) |  | 803.1 | Mech
WINDOW | Window | SKYL | Skylight |  | LANL | Mech
WINDOW | Window | WDO | Specialized, Shield, Vessel |  | LANL | Mech
WINDOW | Window | WNDW | Generic |  | 5.1 | C/S/Arch
XFCART | Cart | CART | For Transfer of Nuc. Material |  | LANL | Mobile Eq
XFMR | Transformer | XFIH | Induction Heating |  | ASME | C/S/Arch
XFMR | Transformer | XFMR | Transformer | Generic | 803.1 | Elec
XFMR | Transformer | XFPT | Potential | Typically used by T&D for PT's requiring PM's | LANL | C/S/Arch
XFMR | Transformer | XFRD | Distribution (MV) |  | LANL | C/S/Arch
XFMR | Transformer | XFRP | Power (HV) |  | LANL | El Util Dwgs
XFMR | Transformer | XFRR | Rectifier |  | LANL | Elec
XMTR | Transmitter | AIT | Indicating Analyzer |  | LANL | Elec
XMTR | Transmitter | ART | Recording Analyzer |  | LANL | El Util Dwgs
XMTR | Transmitter | AT | Analyzer |  | 803.1 | I&C
XMTR | Transmitter | BIT | Indicating Burner |  | 5.1 | Elec
XMTR | Transmitter | BRT | Recording Burner |  | 5.1 | I&C
XMTR | Transmitter | BT | Burner |  | 5.1 | I&C
XMTR | Transmitter | CIT | Indicating Conductivity |  | 5.1 | I&C
XMTR | Transmitter | CT | Conductivity |  | 5.1 | I&C
XMTR | Transmitter | EIT | Indicating Voltage |  | 5.1 | I&C
XMTR | Transmitter | ERT | Recording Voltage |  | 5.1 | I&C
XMTR | Transmitter | ET | Voltage |  | 5.1 | I&C
XMTR | Transmitter | FFT | Flow Ratio |  | 5.1 | I&C
XMTR | Transmitter | FIT | Indicating Flow |  | 5.1 | I&C
XMTR | Transmitter | FQIT | Indication Flow Quantity |  | 5.1 | I&C
XMTR | Transmitter | FQT | Flow Totalizer |  | 5.1 | I&C
XMTR | Transmitter | FRT | Recording Flow |  | 5.1 | I&C
XMTR | Transmitter | FT | Flow |  | 5.1 | I&C
XMTR | Transmitter | IIT | Indicating Current |  | 5.1 | I&C
XMTR | Transmitter | IRT | Recording Current |  | 5.1 | I&C
XMTR | Transmitter | IT | Current |  | 5.1 | I&C
XMTR | Transmitter | JIT | Indicating Power |  | 5.1 | I&C
XMTR | Transmitter | JRT | Recording Power |  | 5.1 | I&C
XMTR | Transmitter | JT | Power |  | 5.1 | I&C
XMTR | Transmitter | JWHT | Power, Watt-Hour |  | 5.1 | I&C
XMTR | Transmitter | KIT | Indicating Time |  | 5.1 | I&C
XMTR | Transmitter | KQT | Timed Totalized |  | 5.1 | I&C
XMTR | Transmitter | KRT | Recording Time |  | 5.1 | I&C
XMTR | Transmitter | KT | Time |  | 5.1 | I&C
XMTR | Transmitter | LIT | Indicating Level |  | 5.1 | I&C
XMTR | Transmitter | LRT | Recording Level |  | 5.1 | I&C
XMTR | Transmitter | LT | Level |  | 5.1 | I&C
XMTR | Transmitter | MIT | Indicating Moisture |  | 5.1 | I&C
XMTR | Transmitter | MT | Moisture |  | 5.1 | I&C
XMTR | Transmitter | PAT | Pressure and Temperature |  | 5.1 | I&C
XMTR | Transmitter | PDIT | Ind. Differential Pressure |  | 5.1 | I&C
XMTR | Transmitter | PDRT | Record. Differential Pressure |  | 5.1 | I&C
XMTR | Transmitter | PDT | Differential Pressure |  | 5.1 | I&C
XMTR | Transmitter | PIT | Indicating Pressure |  | 5.1 | I&C
XMTR | Transmitter | PRT | Recording Pressure |  | 5.1 | I&C
XMTR | Transmitter | PT | Pressure |  | 5.1 | I&C
XMTR | Transmitter | QIT | Indicating Quantity |  | 5.1 | I&C
XMTR | Transmitter | QRT | Recording Quantity |  | 5.1 | I&C
XMTR | Transmitter | QT | Quantity |  | 5.1 | I&C
XMTR | Transmitter | RIT | Indicating Radiation |  | 5.1 | I&C
XMTR | Transmitter | RRT | Recording Radiation |  | 5.1 | I&C
XMTR | Transmitter | RT | Radiation |  | 5.1 | I&C
XMTR | Transmitter | SIT | Indicating Speed |  | 5.1 | I&C
XMTR | Transmitter | SRT | Recording Speed |  | 5.1 | I&C
XMTR | Transmitter | ST@ | Speed | Legacy, use XMTR/SZT going forward | 5.1 | I&C
XMTR | Transmitter | SZT | Speed |  | 5.1 | I&C
XMTR | Transmitter | TDIT | Ind. Differential Temperature |  | 5.1 | I&C
XMTR | Transmitter | TDRT | Temperature Diff Record XMTR | Temperature Differential Recording Transmitter | 5.1 | I&C
XMTR | Transmitter | TDT | Differential Temperature |  | 5.1 | I&C
XMTR | Transmitter | TIT | Indicating Temperature |  | 5.1 | I&C
XMTR | Transmitter | TRT | Recording Temperature |  | 5.1 | I&C
XMTR | Transmitter | TT | Temperature |  | 5.1 | I&C
XMTR | Transmitter | VIT | Indicating Vibration |  | 5.1 | I&C
XMTR | Transmitter | VRT | Recording Vibration Analysis |  | 5.1 | I&C
XMTR | Transmitter | VT | Vibration |  | 5.1 | I&C
XMTR | Transmitter | WDIT | Ind. Force Differential |  | 5.1 | I&C
XMTR | Transmitter | WDRT | Record Force Differential |  | 5.1 | I&C
XMTR | Transmitter | WDT | Force Differential |  | 5.1 | I&C
XMTR | Transmitter | WIT | Ind. Weight or Force |  | 5.1 | I&C
XMTR | Transmitter | WRT | Record. Weight or Force |  | 5.1 | I&C
XMTR | Transmitter | WT | Weight or Force |  | 5.1 | I&C
XMTR | Transmitter | XIT | Indicating Special |  | 5.1 | I&C
XMTR | Transmitter | XT | Special |  | 5.1 | I&C
XMTR | Transmitter | YT | Presence or State |  | 5.1 | I&C
XMTR | Transmitter | ZDIT | Indicating Deviation |  | 5.1 | I&C
XMTR | Transmitter | ZDRT | Recording Deviation |  | 5.1 | I&C
XMTR | Transmitter | ZDT | Deviation |  | 5.1 | I&C
XMTR | Transmitter | ZIT | Indication Position |  | 5.1 | I&C
XMTR | Transmitter | ZRT | Recording Position |  | 5.1 | I&C
XMTR | Transmitter | ZT | Zone or Position |  | 5.1 | I&C
XRAY | X-Ray | XRAY | X-Ray (Security or Process) |  | LANL | Security

## 7. 230 Ref
Type Index Note: Type Index and Subtype List are used to generate drop downs on worksheet |  | Subtype List | Section 230 Selection Guidance | Section 230 Summary of Changes
Type | Subtype | Type (T) Subtype (ST) |  | Since 2022-Dec-15
ACTUAT | Actuator | ACTUAT | Components | Day-Month-Year
ADA | American Disabilities Act | ACTA | Components are items associated with the parent equipment. They need not be
AED | Auto External Defibrillator | ACTE | directly connected. Examples are: (1) pressure gauge on a pump (parent | 19-DEC-22 cn
AGITR | Agitator | ACTR | equipment is the pump), (2) main drain valve on a sprinkler system (parent | Added Subtype PV, Phoenix Valve, under Type AIRBOX.
AIRBOX | Airbox | ADA | equipment is the trip valve), and (3) flow gauge for regenerating air on a | Added Subtype ISL, Insulation, under Type INSUL.
ALARM | Alarm | LWI | desiccant air dryer (parent equipment is the air dryer).
ANCHOR | Anchor | LWV |  | 20-DEC-22 cn
ANLYZR | Analyzer | RAMP | For records that are "Children" Components of a "Parent" record, the Eq Sys should | Added Subtype MBP, Main Breaker Panel, under Type PANEL
APLNCE | Appliance | AED | all be the same as the "Parent".
ARPLT | Armor Plate | AED |  | 18-JAN-23 cn
ASMBLY | Assembly | AGITR | Equipment/Component Name Column | Added "and gas generators" to the Notes section of GENRTR/GEN
BARR | Barrier | AGT | The listing sometimes contains guidance for choosing the best acronym and name | Replaced "As in sink drains drains" with "Generic" in Notes section of DRAIN/DRN
BASIN | Basin | AIRBOX | for use in the Master Equipment List (MEL) and on labels. The guidance is often in | Added the following in the Notes section for SUBSTN/SUS: "Includes "unitized substation" which is comprised of 15kV switch, Transformer, Low Voltage Gear, all in one connected package."
BATH | Bath | ACB | parenthesis but not always; exercise care when determining what is name versus
BATTRY | Battery | CAV | appended guidance. | 06-FEB-23 cn
BDGRDR | Badge Reader | FVAV |  | Added in Notes field "55-0400 has 108 dampers with Eq T&S of VALVE/V. Allowed for RLUOB Only" for both DAMPER/DMP and VALVE/V.
BEAM | Beam | PV | Converters, Sensors, Switches, Transducers, and Transmitters | Moved info for where T&S is for only certain buildings from the Name field to the Notes field for all applicable listings.
BERM | Berm | VAV | Converter: Usually takes a signal of one type and converts to another. It can also | Deleted VALVE/CRTV, Control Valve
BLDG | Building | ALARM | change signal/power type as in AC to DC. A converter is NOT a sensor. | Changed CTRLR/JC to POWER/JC
BLOCK | Block | AA
BLOWER | Blower | AGA | Sensor: Any device that measures a variable and converts it to an electrical signal. | 08-FEB-23 cn
BOILER | Boiler | ALC | It’s an all-encompassing term that includes transducers, transmitters, and | Added Subtype CVLT under Type CABLE.
BOOTH | Booth | ALCD | switches. All transducers, transmitters, and switches are sensors, but not all
BOX | Box | ALM | sensors are transducers, transmitters, or switches.
BRIDGE | Bridge | ANN
BUSDCT | Bus Duct | FA | Switch: Unlike a transducer or transmitter that can translate all of the values in its
CABLE | Cable | HACP | range, a switch will trigger at a specific set value. That set value can either be high
CABNET | Cabinet | LA | or low and can either engage or disengage a circuit.
CAMERA | Camera | LAH
CANOPY | Canopy | LAHH | Transducer and Transmitter: These are virtually the same thing, the main difference
CAPCTR | Capacitor | LAL | being the kind of electrical signal each sends. A transducer sends a signal in
CEILNG | Ceiling | MOA | volts (V) or millivolt (mV) and a transmitter sends a signal in milliamps (mA).
CENT | Centrifuge | NAA
CHMBR | Chamber | NAAV
CKTBKR | Circuit Breaker | NAV
CLLCTR | Collector | OIA
CLNOUT | Cleanout | OM
CMPCTR | Compactor | OMA
CNECTR | Connector | PA
CNTCTR | Contactor | RA
CNTLR | Controller | RLT
COLUMN | Column | TA
COMM | Communication | VA
COMPSR | Compressor | VAHH
COMPTR | Computer | XA
CONDSR | Condenser | ZA
CONTMT | Containment | ANCHOR
CONTNR | Container | ANCR
CONVEY | Conveyor | ANLYZR
CONVRT | Converter | AE
COOLER | Cooler | AI
CRACK | Crack | AO
CRANE | Crane | AW
CVDSPH | CVD Sphere | IN
CYLNDR | Cylinder | RGA
DAMPER | Damper | SPEC
DAQ | Data Acquisition | XRD
DECK | Deck | XRF
DET | Detector | APLNCE
DEVICE | Device | CDRY
DEWAR | Dewar | DSHW
DIFUSR | Diffuser | FRZR
DISP | Display | IMM
DMIST | Demister | ARPLT
DOOR | Door | ARPL
DRAIN | Drain | ASMBLY
DRAWER | Drawer | ASSY
DRIVE | Drive | CLF
DRPTWR | Drop Tower | CLU
DRYER | Dryer | BARR
DSCNCT | Disconnect | BARR
EDUCTR | Eductor | FIRE
EJECTR | Ejector | FLOR
ELECRN | Electronic | GE
ENCL | Enclosure | GH
EVAP | Evaporator | RBE
EXPJNT | Expansion Joint | RBH
FAN | Fan | ROOF
FENCE | Fence | WALL
FILTER | Filter | WW
FIRDET | Fire Detector | BASIN
FIRSUP | Fire Suppression | BSIN
FIXTUR | Fixture | BATH
FLASHR | Flasher | CRB
FLOOR | Floor | CTB
FRKLFT | Forklift | DBH
FURNSH | Furnishing | BATTRY
FUSE | Fuse | BB
GENRTR | Generator | BTRY
HATCH | Hatch | CB
HEATER | Heater | BDGRDR
HOA | Horizontal Air Bearing | RDR
HOIST | Hoist/Winch | BEAM
HOTC | Hot Cell | BEAM
HUMID | Humidifier | BERM
HVAC | Heating, Ventilation, Air Cond | BERM
HX | Heat Exchanger | BLDG
HYDRLC | Hydraulic | BLDG
IGNTR | Igniter | EDS
INDCTR | Indicator | BLOCK
INSTMT | Instrument | TBLK
INSUL | Insulation | BLOWER
INTRLK | Interlock | BL
JETPRI | Jet Priming | BV
JOIST | Joist | BOILER
LADDER | Ladder | BHW
LASER | Laser | BS
LCHR | Launcher | BWS
LFRAME | Load Frame | BOOTH
LIFT | Lift | PPIV
LIFTEQ | Lift Equipment | BOX
LIGHT | Lighting | FTB
LTGPRO | Lightning Protection | JBOX
LUBRI | Lubricator | BRIDGE
MACH | Machine | BRDG
MAGNET | Magnet | BUSDCT
MANFLD | Manifold | BD
MANHOL | Manhole | DB
MECHNL | Mechanical | DBPL
MECISM | Mechanism | CABLE
METER | Meter | CVLT
MIOX | Mixed-oxidant | HVLT
MISC | Miscellaneous | CABNET
MIXER | Mixer | CAB
MONITR | Monitor | FCC
MSCOPE | Microscope | FMU
MUFLR | Muffler | HUB
OVEN | Oven | ICCP
PANEL | Panel | CAMERA
PEN | Penetration | CAMR
PILING | Piling | CANOPY
PIPING | Piping | CNPY
PKLOTP | Parking Lot | CAPCTR
PLUMB | Plumbing | CAP
POI | POI 3500 | CPMD
PORT | Test Point or Port | CEILNG
POTTY | Toilet | FNSH
POWER | Power | CENT
PPTT | Pipette | CENT
PRNT | Printer | CHMBR
PROGRM | Program | CMBR
PRSDEV | Pressure Device | CKTBKR
PUMP | Pump | 52
REAC | Reactor | 72
RECOVR | Recovery | CBA
RECRDR | Recorder | CBE
REGLTR | Regulator | CBG
RELAY | Relay | CBO
RESN | Resin | CBV
RGD | Radiation Generating Device | GFCI
RNG | Roads & Grounds | ICCB
ROBOT | Robot | LVCB
ROOF | Roof | MCCB
RP | Reference Point | CLLCTR
SAFE | Safe | CD
SAFETY | Safety | COL
SAMPLR | Sampler | CLNOUT
SB | Screen Bar | CO
SCRUBR | Scrubber | CMPCTR
SENSOR | Sensor | ERTH
SEPART | Separator | CNECTR
SEWAGE | Sewage | CONN
SHADES | Shades | PSX
SHIELD | Shielding | VF
SHKTBL | Shaker Table | CNTCTR
SHOPEQ | Shop Equipment | CNTR
SHOWER | Shower | CNTLR
SHRDR | Shredder | AC
SLAB | Slab | BC
SPACER | Spacer | CNLR
SPRT | Support | CPF
STACK | Stack | FC
STAIRS | Stairs | FC@
STN | Station | FCO
STRG | Storage | FIC
STRTR | Starter | IOM
SUBSTN | Substation | JC
SUBSTR | Substructure | KC
SWITCH | Switch | LC
SYSTEM | System | LIC
TABLE | Table | MOTR
TANK | Tank | PC
TEST | Test | PC@
TND | Transmission & Distribution | PDC
TOTAL | Totalizer | PDIC
TOWER | Tower | PIC
TRACTR | Tractor | PLC
TRAP | Trap | RTU
TRLR | Trailer | SIC
TROLEY | Trolley | TC@
TRUCK | Truck | TH
TSTTBL | Test Table | TIC
TUMBLR | Tumbler | TRC
TURBIN | Turbine | TRC@
UPS | Uninterruptible Power Supply | VFD
VALVE | Valve | XC
VAPOR | Vaporizer | XCON
VFD | Variable Frequency Drive | YC
VIBI | Vibrator | YIC
WALL | Wall | ZC
WATER | Water | COLUMN
WEIR | Weir | COL
WELL | Well | COMM
WINDOW | Window | CB
XFCART | Cart | CHAS
XFMR | Transformer | COMX
XMTR | Transmitter | ICOM
XRAY | X-Ray | MIKE
MIX
MUX
SPK
TEL
TRNK
COMPSR
CA
CMPR
COMPTR
CPU
CRT
FWAL
KYBD
SRVR
CONDSR
CDN
COND
CTE
CONTMT
DB
FH
GB
GLV
OF
SEAL
SUMP
XB
CONTNR
110G
55G
85G
BOAT
CONT
CPAN
CRUC
PIPE
SWB
TASL
TDOP
TRAY
TRUP
CONVEY
CVVR
CONVRT
CNV
COOLER
CRYO
WCR
CRACK
CRCK
CRANE
CJ
CM
CRNE
CS
CTG
CTO
CVDSPH
CVDS
CYLNDR
CYL
DAMPER
BDD
DF
DMP
DMPM
DS
DAQ
DAQ
DECK
DECK
DET
DG
DN
GRDE
METL
SNM
XRD
DEVICE
NCD
RTD
SB
DEWAR
DEWR
DIFUSR
DAB
PUMP
DISP
DISP
DMIST
DMST
DOOR
CNF
DAC
DAL
DM
DR
DRE
DRH
DRM
DRP
FDC
FDE
FDF
MRNE
RLSE
SLDG
SP
STRK
DRAIN
DRN
FD
DRAWER
DWR
DRIVE
DFL
DRPTWR
DROP
DRYER
DAD
DAR
DDT
DRYR
DSCNCT
DHO
DMO
EDUCTR
EDUC
EJECTR
AES
ELECRN
AMP
ATT
ENCL
ENC
EVAP
EVP
EXPJNT
EXJT
FAN
FAN
FB
FC
FCD
FCT
FE
FEH
FGR
FRA
FS
FENCE
CAGE
FEN
FILTER
FAB
FAC
FAF
FAH
FAL
FAM
FAP
FAR
FES
FF
FLC
FLT
FO
FRL
SCR
SG
FIRDET
BPS
FCP
FCPB
HCP
HD
HSSD
MOD
PBX
SMD
XHS
XTS
FIRSUP
AFD
EXS
EXT
FCLD
FDC
FDC@
FSDC
FSWC
FSWF
FSWP
HOSE
HYD
MISC
OSY
PFP
PIV
SPA
SPD
SPDA
SPDL
SPF
SPH
SPHD
SPW
SRNK
TSE
VBH
VENT
XBYP
XFC
XFS
XHOV
XPI
XPS
XSR
XV
XVAC
XVCK
XVIT
XVMD
XVV
XWMG
XZS
FIXTUR
FXTR
FLASHR
FLSR
FLOOR
CNST
FNSH
FRKLFT
FRKE
FRKF
FURNSH
FRNS
FUSE
FU
GENRTR
EXC
GDE
GEN
GNE
GSE
MG
PMG
RLB
HATCH
HTCH
HEATER
ELEM
FGF
HDA
HDE
HDG
HFH
HFI
HFL
HPLT
HSE
HTE
HTR
HUE
HUG
HUI
HUS
HUW
HWE
HWG
HWS
PLTE
TRCE
HOA
HOA
HOIST
HE
HM
HP
HST
HOTC
HTC
HUMID
DHM
HAS
HAW
HVAC
ACR
ACW
AHU
BSU
CAE
CAW
CCE
CCG
CCL
CR
CRA
CRAC
CRE
CWA
CWE
CWR
DUCT
ERV
FCU
GBTC
GRD
HCL
HVA
HVP
LVCW
MAU
OAU
RUA
SLW
SYS
TRN
WA
HX
ACL
DSH
HX
HXG
HXO
HXR
HXS
HXW
ICLR
XRC
HYDRLC
HYDS
IGNTR
IGNT
INDCTR
BI
CI
CW
EI
FFI
FG
FI
FQI
GI
II
JI
KI
KQI
LG
LI
MDE
MI
OI
PDI
PHI
PI
QI
RI
SI
SYN
TDI
TI
UI
VI
WDI
WI
WS
XI
YI
ZDI
ZI
INSTMT
BAL
CTR
EG
IN
PLT
INSUL
BATT
ISL
RIGD
INTRLK
DIL
INTK
JETPRI
JCP
JOIST
CNST
IWD
K
STL
LADDER
LADR
LASER
LASR
LIL
LCHR
LCHR
LFRAME
FRAM
LIFT
DKLV
DW
EE
EH
LFT
MATL
PERS
LIFTEQ
RGNG
LIGHT
FIXT
HALO
HPS
LED
LF
LN
LP
LPS
LSL
LSN
LSP
LSS
LTE
LTEC
LTET
LTNT
LUV
MERC
MHAL
STRB
WRN
LTGPRO
ATRM
LPT
SPDE
LUBRI
LML
MACH
MACH
MAGNET
MGNT
SCND
MANFLD
GAS
H2O
MANF
MANHOL
MHE
MHFP
MHS
MHWW
MECHNL
GRBX
MECISM
75
METER
FM
MGD
MGR
MHT
MKH
MMD
MMO
MPH
MTR
MW
MIOX
MDS
MISC
MISC
MIXER
COMP
MC
MIX
MONITR
CAM
CASD
CASR
CSM
GC
GXT
HFM
LCC
MON
OM
PCM
RM
MSCOPE
SCPE
SEM
MUFLR
MUF
OVEN
AUTO
CAGE
GET
IND
MUFL
OVEN
RES
RFHD
TUBE
VCM
PANEL
AFP
CIP
CMBP
CP
CPL
EP
LP
MBP
MCC
PL
PNL
PP
PPDC
RAP
SWBD
SWGR
PEN
FP
WP
PILING
PILE
PIPING
BLRG
DMPR
FLNG
NZL
PIPE
RF
RO
SMPL
VNTU
PKLOTP
PAVD
UPVD
PLUMB
HB
PLFX
SNK
TOLT
URIN
POI
TABL
PORT
AP
BP
PP@
SAMP
TP
POTTY
PAP
POWER
ENG
HPU
INVT
JC
JX
MO
PDU
PVNL
SUPR
PPTT
PPTT
PRNT
PRNT
PROGRM
ODR
PROG
PSS
PRSDEV
PRD
RPD
PUMP
ACPV
P
PAC
PBF
PC
PCR
PCT
PCW
PDH
PDW
PFO
PG
PHO
PHW
PO
PPB
PS
PSA
PSR
PSUB
PSW
PTW
PV
PWS
PWT
REAC
REAC
RECOVR
CRU
RECRDR
CR
CR@
FR
HZR
JR
LR
PR
PR@
PRNT
TR
WR
REGLTR
90
DGRS
NGRS
REG
RPG
RPW
RV
RELAY
3
27
50
51
59
81
87
AY
BY
EY
FQY
FY
IY
JY
KY
LSI
LY
PDY
PR
PY
QY
RLY
RY
SY
TDY
TY
UY
VY
WDY
WY
YY
ZDY
ZY
RESN
RESN
RGD
COL
FAC
MFD
RGD
XRG
RNG
CPRT
CTRM
MKGS
PVMT
RDLC
RDPM
RDSC
RDUP
RPP
RSPM
RSPT
RUP
SDWK
SIGN
SOIL
SPSR
SUBS
TGNL
TRL
TRM
TUNL
ROBOT
RMHD
ROOF
CNST
COVR
RS
RP
RP
SAFE
SAFE
SAFETY
FPE
SAMPLR
ASE
SB
SB
SCRUBR
SCB
SF
SENSOR
BE
CE
EE
EM
FE
FE@
FQE
IE
JE
KE
LDC
LE
ME
OI
PAE
PDE
PES
PHE
QE
RE
SE
SESE
SNSR
TE
VE
WDE
WE
WRE
XE
YZ
ZDE
ZE
SEPART
SEP
SO
SEWAGE
SLS
SMF
SHADES
SHDE
SHIELD
SHLD
SHKTBL
AMPL
SHKR
ST
SHOPEQ
BB
CFL
DP
DRL
EDM
ETCH
EWM
GHD
GRB
GRP
GRS
LAT
LMF
MF
MM
MNC
NOTC
PH
PISO
PLAS
PLSH
PNCH
PPNU
RMF
SAW
SBL
SD
SMC
TOOL
TQS
TQW
USC
WB
WJ
SHOWER
COMB
EW
SHD
SHR
SHS
SHRDR
SHDR
SLAB
SLAB
SPACER
DWR
SPCR
SPRT
RSNT
SPRT
STACK
ES
STAIRS
CNST
STN
BAS
STA
TBTS
STRG
KRDX
RACK
SHLO
STRTR
MSTR
PSTR
SUBSTN
RCTR
SSBU
SUB
SUS
SUBSTR
SUBS
SWITCH
33
63
89
AIS
AITS
AS
ASH
ASHL
ASL
ATS
BMS
BSH
BSHL
BSL
BTN
CDD
CIS
CS
CS@
EIS
ES
ESH
ESHL
ESL
FFS
FFSH
FFSL
FIS
FQIS
FQS
FQSH
FQSL
FS
FS@
FSH
FSHL
FSL
FSW
HIS
HOA
HS
IIS
IS
ISH
ISHL
ISL
JS
JSH
JSHL
JSL
KIS
KS
KSH
KSHL
KSL
LIS
LS
LSH
LSHH
LSHL
LSL
LSLL
MIS
MS
MTS
PDIH
PDIL
PDIS
PDS
PDSH
PDSL
PIS
PS
PS@
PSH
PSHL
PSL
PSLL
QSH
QSHL
QSL
RIS
RSH
RSHL
RSL
SIS
SPM
SS
SSH
SSHL
SSL
ST
SV
SW
TDS
TDSH
TDSL
TIS
TS
TS@
TSH
TSHL
TSL
VIS
VS
VSH
VSHL
VSL
WDSH
WDSL
WIS
WSH
WSHL
WSL
XIS
YSH
YSL
ZDSH
ZDSL
ZIS
ZS
ZSC
ZSH
ZSHL
ZSL
SYSTEM
SVC
SYS
TABLE
PLAT
TBL
TTT
TANK
BDWN
COL
LT
TAC
TCA
TCF
TCI
TCS
TCW
TEFF
TFUL
TG
THP
TK
TO
TPWS
TRC
TRS
TSA
TV
TWC
TWD
TWH
TWS
TWT
TX
VENT
VP
TEST
CBT
GX
PTR
TQT
TSTE
WW
TND
CEO
CEU
LET
PE
TOTAL
EQ
FQ
IQ
JWHQ
KQ
TOWER
TC
TLA
TMP
TNL
TTE
TRACTR
LDR
MOWR
TRCH
TRCT
TRAP
GT
TRP
TRPP
TS
TRLR
TLRB
TLRD
TLRF
TRLR
TROLEY
TRLY
TRYT
TRUCK
CRGO
DUMP
FLAT
FUEL
PKUP
TCTR
TRCK
TUBE
UTV
TSTTBL
TTBL
TUMBLR
DT
TURBIN
TSD
TURB
UPS
UPS
VALVE
AAV
AFCV
AOBV
AOV
ARV
BFP
BVT
CV
FCV
FICV
GV
HV
KCV
KV
LCV
NV
PCV
PDCV
PRD
PRV
PSV
RPV
RVS
SCV
SLV
SOV
TCV
TDCV
TSV
V
VABG
VB
VBG
VBK
VBO
VBW
VC
VENT
VEQG
VM
VPR
WCV
WDCV
ZCV
ZDCV
VAPOR
VPZR
VFD
CDD
VIBI
VIBI
WALL
CNST
FNSH
WATER
DMN
DNZ
DWS
IX
ROU
WHA
WEIR
WGS
WELL
FW
TW
WINDOW
SKYL
WDO
WNDW
XFCART
CART
XFMR
XFIH
XFMR
XFPT
XFRD
XFRP
XFRR
XMTR
AIT
ART
AT
BIT
BRT
BT
CIT
CT
EIT
ERT
ET
FFT
FIT
FQIT
FQT
FRT
FT
IIT
IRT
IT
JIT
JRT
JT
JWHT
KIT
KQT
KRT
KT
LIT
LRT
LT
MIT
MT
PAT
PDIT
PDRT
PDT
PIT
PRT
PT
QIT
QRT
QT
RIT
RRT
RT
SIT
SRT
ST@
SZT
TDIT
TDRT
TDT
TIT
TRT
TT
VIT
VRT
VT
WDIT
WDRT
WDT
WIT
WRT
WT
XIT
XT
YT
ZDIT
ZDRT
ZDT
ZIT
ZRT
ZT
XRAY
XRAY

## 8. TA Ref
As of 2023-5-11, per MSS-DATA
Site Code | Site Name | City | State | Region | Country
00 | OFF SITE (LOS ALAMOS COUNTY) | LOS ALAMOS | NM | SOUTHWEST US | USA
01 | MAIN TECHNICAL AREA | LOS ALAMOS | NM | SOUTHWEST US | USA
02 | OMEGA SITE | LOS ALAMOS | NM | SOUTHWEST US | USA
03 | SOUTH MESA SITE | LOS ALAMOS | NM | SOUTHWEST US | USA
04 | ALPHA SITE | LOS ALAMOS | NM | SOUTHWEST US | USA
05 | BETA SITE | LOS ALAMOS | NM | SOUTHWEST US | USA
06 | TWO MILE MESA SITE | LOS ALAMOS | NM | SOUTHWEST US | USA
07 | GOMEZ RANCH SITE | LOS ALAMOS | NM | SOUTHWEST US | USA
08 | ANCHOR WEST SITE | LOS ALAMOS | NM | SOUTHWEST US | USA
09 | ANCHOR EAST SITE | LOS ALAMOS | NM | SOUTHWEST US | USA
10 | BAYO CANYON SITE | LOS ALAMOS | NM | SOUTHWEST US | USA
11 | K-SITE | LOS ALAMOS | NM | SOUTHWEST US | USA
12 | L SITE | LOS ALAMOS | NM | SOUTHWEST US | USA
13 | P SITE | LOS ALAMOS | NM | SOUTHWEST US | USA
14 | Q-SITE | LOS ALAMOS | NM | SOUTHWEST US | USA
15 | R-SITE | LOS ALAMOS | NM | SOUTHWEST US | USA
16 | S-SITE | LOS ALAMOS | NM | SOUTHWEST US | USA
17 | X SITE | LOS ALAMOS | NM | SOUTHWEST US | USA
18 | PAJARITO LABORATORY | LOS ALAMOS | NM | SOUTHWEST US | USA
19 | EAST GATE LABORATORY | LOS ALAMOS | NM | SOUTHWEST US | USA
20 | SANDIA CANYON SITE | LOS ALAMOS | NM | SOUTHWEST US | USA
21 | DP-SITE | LOS ALAMOS | NM | SOUTHWEST US | USA
22 | TD-SITE | LOS ALAMOS | NM | SOUTHWEST US | USA
23 | NU SITE | LOS ALAMOS | NM | SOUTHWEST US | USA
24 | T SITE | LOS ALAMOS | NM | SOUTHWEST US | USA
25 | V SITE | LOS ALAMOS | NM | SOUTHWEST US | USA
26 | D SITE | LOS ALAMOS | NM | SOUTHWEST US | USA
27 | GAMMA SITE | LOS ALAMOS | NM | SOUTHWEST US | USA
28 | MAGAZINE AREA A | LOS ALAMOS | NM | SOUTHWEST US | USA
29 | MAGAZINE AREA B | LOS ALAMOS | NM | SOUTHWEST US | USA
30 | ELECTRONICS TEST AREA | LOS ALAMOS | NM | SOUTHWEST US | USA
31 | EAST RECEIVING YARD | LOS ALAMOS | NM | SOUTHWEST US | USA
32 | MED RESEARCH LABORATORY | LOS ALAMOS | NM | SOUTHWEST US | USA
33 | HP-SITE | LOS ALAMOS | NM | SOUTHWEST US | USA
34 | NEW LABORATORY WAREHOUSE AREA | LOS ALAMOS | NM | SOUTHWEST US | USA
35 | TEN SITE | LOS ALAMOS | NM | SOUTHWEST US | USA
36 | KAPPA SITE | LOS ALAMOS | NM | SOUTHWEST US | USA
37 | MAGAZINE AREA C | LOS ALAMOS | NM | SOUTHWEST US | USA
38 | MONTEREY | LOS ALAMOS | NM | SOUTHWEST US | USA
39 | ANCHO CANYON SITE | LOS ALAMOS | NM | SOUTHWEST US | USA
40 | DF-SITE | LOS ALAMOS | NM | SOUTHWEST US | USA
41 | W-SITE | LOS ALAMOS | NM | SOUTHWEST US | USA
42 | INCINERATOR SITE | LOS ALAMOS | NM | SOUTHWEST US | USA
43 | HEALTH RESEARCH LAB | LOS ALAMOS | NM | SOUTHWEST US | USA
44 | LOS ANGELES SHOP | LOS ALAMOS | NM | SOUTHWEST US | USA
45 | WD SITE | LOS ALAMOS | NM | SOUTHWEST US | USA
46 | WA-SITE | LOS ALAMOS | NM | SOUTHWEST US | USA
47 | BR SITE (SANTA FE COUNTY) | SANTA FE | NM | SOUTHWEST US | USA
48 | RADIOCHEMISTRY SITE | LOS ALAMOS | NM | SOUTHWEST US | USA
49 | FRIJOLES MESA SITE | LOS ALAMOS | NM | SOUTHWEST US | USA
50 | WASTE MANAGEMENT SITE | LOS ALAMOS | NM | SOUTHWEST US | USA
51 | ENVIRONMENTAL RESEARCH SITE | LOS ALAMOS | NM | SOUTHWEST US | USA
52 | REACTOR DEVELOPMENT SITE | LOS ALAMOS | NM | SOUTHWEST US | USA
53 | MESON PHYSICS FACILITY | LOS ALAMOS | NM | SOUTHWEST US | USA
54 | WASTE DISPOSAL SITE | LOS ALAMOS | NM | SOUTHWEST US | USA
55 | PLUTONIUM FACILITY SITE | LOS ALAMOS | NM | SOUTHWEST US | USA
56 | SUBTERRENE BASALT SITE | LOS ALAMOS | NM | SOUTHWEST US | USA
57 | FENTON HILL SITE | LOS ALAMOS | NM | SOUTHWEST US | USA
58 | TWO MILE MESA NORTH SITE | LOS ALAMOS | NM | SOUTHWEST US | USA
59 | OH-SITE | LOS ALAMOS | NM | SOUTHWEST US | USA
60 | SIGMA MESA SITE | LOS ALAMOS | NM | SOUTHWEST US | USA
61 | EAST JEMEZ SITE | LOS ALAMOS | NM | SOUTHWEST US | USA
62 | NORTHWEST SITE | LOS ALAMOS | NM | SOUTHWEST US | USA
63 | PAJARITO SERVICE SITE | LOS ALAMOS | NM | SOUTHWEST US | USA
64 | CENTRAL GUARD SITE | LOS ALAMOS | NM | SOUTHWEST US | USA
65 | UNASSIGNED | LOS ALAMOS | NM | SOUTHWEST US | USA
66 | CENTRAL TECHNICAL SUPPORT SITE | LOS ALAMOS | NM | SOUTHWEST US | USA
67 | PAJARITO MESA SITE | LOS ALAMOS | NM | SOUTHWEST US | USA
68 | WATER CANYON SITE | LOS ALAMOS | NM | SOUTHWEST US | USA
69 | ANCHOR NORTH SITE | LOS ALAMOS | NM | SOUTHWEST US | USA
70 | RIO GRANDE SITE | LOS ALAMOS | NM | SOUTHWEST US | USA
71 | SOUTHEAST SITE | LOS ALAMOS | NM | SOUTHWEST US | USA
72 | EAST ENTRY SITE | LOS ALAMOS | NM | SOUTHWEST US | USA
73 | AIRPORT SITE | LOS ALAMOS | NM | SOUTHWEST US | USA
74 | OTOWI SITE | LOS ALAMOS | NM | SOUTHWEST US | USA
80 | Nevada Test Site Area 1 | MERCURY | NV | USA | USA
81 | Nevada Test Site Area 3 | MERCURY | NV | USA | USA
82 | Nevada Test Site Area 6 | MERCURY | NV | USA | USA
83 | Nevada Test Site Area 11 | MERCURY | NV | USA | USA
84 | Nevada Test Site Area 23 | MERCURY | NV | USA | USA
85 | Nevada Test Site Area 25 | MERCURY | NV | USA | USA
86 | Nevada Test Site area 26 | MERCURY | NV | USA | USA
87 | Nevada Test Site Area 27 | MERCURY | NV | USA | USA
90 | OFF SITE (EDDY COUNTY) | CARLSBAD | NM | SOUTHWEST US | USA
91 | OFF SITE (BERNALILLO) | ALBUQUERQUE | NM | SOUTHWEST US | USA
99 | INSTITUTIONAL | LOS ALAMOS | NM | SOUTHWEST US | USA
CA | CALIFORNIA |  | CA | SOUTHWEST US | USA
DC | WASHINGTON DC | WASHINGTON | DC | USA | USA
GA | GEORGIA | ATLANTA | GA | USA | USA
IL | ILLINOIS |  | IL | USA | USA
NV | NEVADA TEST SITES | MERCURY | NV | USA | USA
NY | NEW YORK |  | NY | USA | USA
TX | TEXAS | COLLEGE STATION | TX | USA | USA
ZZ | NON LAB OFFSITE

## 9. Workbk Rev Log
Workbook Revision Log
Rev | DATE | DESCRIPTION OF CHANGES
0.0 | 6/28/21 | Initial issue for pilot use Features include new and improved spreadsheet with new column layout with instructions tab, an examples tab, and integrated section 210 and section 230 lists. Column headers on worksheet have tooltips when selected to provide a brief description of each column. Entries have data validation to provide drop down lists where applicable and warning messages when invalid entries are entered (typically due to allowed number of characters in CMMS). When the first column, entry type is selected (used for administrative purposes only), it automatically formats the row based upon your selection for quick recognition by the CMMS administrator - note, if changes is selected, the user needs to highly the changes with green.
0.1 | 7/21/21 | Minor Revision Rearranged and adjusted workbook tabs: -Worksheet Instructions and Revision Log have been consolidated into "Worksheet Ref" tab -Created 210 Ref Tab to hold Section 210 Revision log, Opsys Index, and System List (worksheet drop- downs are generated from these lists--previously in hidden tabs). -Created 230 Ref Tab to hold Section 230 Revision log, Type Index, and Subtype List (worksheet drop- downs are generated from these lists--previously in hidden tabs).
0.2 | 2021-08-04 | Minor Revision Bug Fixes: -Data Validation Warning for Area column corrected -Conditional Formatting Fixes -Repaired subtype lists -Revised OpSys/Sys/Type/Subtype Drop Down Lists to appear in alphabetical order
0.3 | 2021-08-24 | Minor Revision, posted as beta A in Nov 2021 -Adjusted Examples to align with Section 210 changes. -Fixed error in HVACR System drop down. -Fixed errors in various drop downs where there are opsys with the same name as systems and types with the same name as subtypes (added space at end of lower level items - e.g. added space after subtypes with same id as a type, SEAL for example is both a type and in multiple places as a subtype). List of occurrences: Section 210 - SD & VAC, Section 230 - MISC, PUMP, & SEAL. -Removed "Existing" from entry type drop down. Adjusted "Entry Type" tooltip accordingly. -Updated Section 210 and Section 230 Lists to latest published versions. -Coordinated Instructions with CMMS Field Dictionary.
1 | 2021-12-21 | Initial issue as official input document replacing separate worksheet, dictionary, and 210 and 230 lists with minor revisions from r0.3. Clarified Equip Subtype and ID, PEG, Safety Classification, Q Level, and others. Parameters Owner (Group), System Owner, Custodian now address O2.
1.1 | 2022-01-04 | Minor Revision -Added Alternate Tag field. -Adjusted formatting to aid in printer friendliness. Added headers and footers to each tab.
1.2 | 2022-01-31 | Subtypes revised in minor ways.
1.3 | 2022-05-03 | 210 and 230 listings revised; see 210 and 230 Ref tabs for details of latest revision
1.4 | 2022-08-11 | 210 and 230 listings revised; see 210 and 230 Ref tabs for details of latest revision
1.5 | 2022-12-15 | Additional O2 monitor data requirements on worksheet (new defined on Req't fields tab; other clarifications there). 210/230 revisions on those tabs.
1.6 | 2023-05-11 | 210/230 revisions detailed on those Ref tabs. Minor Field Reqt's clarifications. TA tab updated.
Archive